## TaskOverviewReport
Customer: [SC] Santa Clara
Division: [Intel] SC - Mission
Route: [FX-SC] Fire Extinguishers
Zone: [D2-FX] D2
idx | Barcode | Equip Desc/ | Category | SubCat | Serial # | Bar Code Location | Loc Desc | Building | Floor | Area
| SC-FX-0743 | ABC 18lbs | Fire Extinguisher | Dry Chemical | MB-940078 | SC-FXL-0743 | Pole H14 | D2 | 1 | Subfab
| SC-FX-0752 | ABC 20lbs | Fire Extinguisher | Dry Chemical | KG-969644 | SC-FXL-0752 | D2-SC11 Link | D2-SC11 Link | 1 | Hallway
| SC-FX-0755 | ABC 20lbs | Fire Extinguisher | Dry Chemical | HM-357677 | SC-FXL-0752 | D2-SC11 Link | D2-SC11 Link | 1 | Hallway
| SC-FX-0757 | ABC 20lbs | Fire Extinguisher | Dry Chemical | MB-940080 | SC-FXL-0757 | BCDS Room | D2 | 1 | Subfab
| SC-FX-0760 | ABC 20lbs | Fire Extinguisher | Dry Chemical | HC-756301 | SC-FXL-0760 | Room 3118 | D2 | 1 | UPS
| SC-FX-0761 | ABC 20lbs | Fire Extinguisher | Dry Chemical | NJ-607229 | SC-FXL-0761 | Battery RM | D2 | 1 | UPS
| SC-FX-0762 | ABC 20lbs | Fire Extinguisher | Dry Chemical | PK-784480 | SC-FXL-0762 | Pole X11 | D2 | 1 | Subfab
| SC-FX-0763 | ABC 20lbs | Fire Extinguisher | Dry Chemical | MR-794746 | SC-FXL-0763 | BCDS Room | D2 | 1 | Subfab
| SC-FX-0764 | ABC 20lbs | Fire Extinguisher | Dry Chemical | JT-915023 | SC-FXL-0764 | Mech Equipment | D2 | 1 | Inside
| SC-FX-0767 | ABC 20lbs | Fire Extinguisher | Dry Chemical | KR-033443 | SC-FXL-0767 | Elec. Room | D2 | 1 | Inside
| SC-FX-0769 | ABC 20lbs | Fire Extinguisher | Dry Chemical | MR-794744 | SC-FXL-0770 | SMS Stores | D2 | 1 | Subfab
| SC-FX-0770 | ABC 20lbs | Fire Extinguisher | Dry Chemical | RK-784489 | SC-FXL-0770 | SMS Stores | D2 | 1 | Subfab
| SC-FX-0773 | ABC 20lbs | Fire Extinguisher | Dry Chemical | MB-949157 | SC-FXL-0773 | Pole H8 | D2 | 1 | Subfab
| SC-FX-0774 | ABC 20lbs | Fire Extinguisher | Dry Chemical | RW-758610 | SC-FXL-0774 | Pole H11 | D2 | 1 | Subfab
| SC-FX-0775 | ABC 20lbs | Fire Extinguisher | Dry Chemical | HC-763301 | SC-FXL-0775 | Slurry Room | D2 | 1 | Inside
| SC-FX-0776 | ABC 20lbs | Fire Extinguisher | Dry Chemical | MB-943398 | SC-FXL-0776 | Slurry Room | D2 | 1 | Inside
| SC-FX-0778 | ABC 20lbs | Fire Extinguisher | Dry Chemical | NR-431509 | SC-FXL-0778 | Pole N11 | D2 | 1 | Green Room
| SC-FX-0779 | ABC 20lbs | Fire Extinguisher | Dry Chemical | MB-943965 | SC-FXL-0779 | Pole N6 | D2 | 1 | Green Room
| SC-FX-0788 | ABC 20lbs | Fire Extinguisher | Dry Chemical | MB-943738 | SC-FXL-0788 | D.6/20 | D2 | 1 | Inside
| SC-FX-0823 | ABC 20lbs | Fire Extinguisher | Dry Chemical | HC-753884 | SC-FXL-0788 | D.6/20 | D2 | 1 | Inside
| SC-FX-0811 | ABC 5lbs | Fire Extinguisher | Dry Chemical | RE-676969 | SC-FXL-2480 | D2P3 | D2 | 1 | Electrical rm 2112
| SC-FX-2480 | ABC 20lbs | Fire Extinguisher | Dry Chemical | NR-431525 | SC-FXL-2480 | D2P3 | D2 | 1 | Electrical rm 2112
| SC-FX-0816 | ABC 20lbs | Fire Extinguisher | Dry Chemical | JP-674118 | SC-FXL-0816 | Room 2115 | D2 | 1 | Inside
| SC-FX-0817 | ABC 5lbs | Fire Extinguisher | Dry Chemical | RJ-833750 | SC-FXL-0817 | Room 2121B | D2 | 1 | Inside
| SC-FX-0822 | ABC 20lbs | Fire Extinguisher | Dry Chemical | HF-503992 | SC-FXL-0823 | Room 2118 | D2 | 1 | Inside
| SC-FX-0825 | ABC 20lbs | Fire Extinguisher | Dry Chemical | MB-94048 | SC-FXL-0806 | MDA Room 2108 | D2 | 1 | Inside
| SC-FX-1715 | ABC 20lbs | Fire Extinguisher | Dry Chemical | PC-527504 | SC-FXL-0806 | MDA Room 2108 | D2 | 1 | Inside
| SC-FX-1723 | ABC 20lbs | Fire Extinguisher | Dry Chemical | JA-062142 | SC-FXL-0806 | MDA Room 2108 | D2 | 1 | Inside
| SC-FX-0839 | ABC 10lbs | Fire Extinguisher | Dry Chemical | WZ-561320 | SC-FXL-2484 | D2P3 | D2 | 1 | Electrical rm 2112
| SC-FX-2484 | Halon 20lbs | Fire Extinguisher | Clean Agent | L-462722 | SC-FXL-2484 | D2P3 | D2 | 1 | Electrical rm 2112
| SC-FX-0842 | ABC 20lbs | Fire Extinguisher | Dry Chemical | MB-950496 | SC-FXL-0839 | 138 Chiller | D2 | 1 | Inside
| SC-FX-0870 | ABC 20lbs | Fire Extinguisher | Dry Chemical | RW-758607 | SC-FXL-0870 | D2 Link | D2 | 2 | Hallway
| SC-FX-0871 | ABC 20lbs | Fire Extinguisher | Dry Chemical | RW-76080 | SC-FXL-0871 | D2 Link | D2 | 2 | Hallway
| SC-FX-0872 | ABC 20lbs | Fire Extinguisher | Dry Chemical | NU-761190 | SC-FXL-0872 | D2P4 | D2 | 2 | Fab
| SC-FX-0875 | ABC 20lbs | Fire Extinguisher | Dry Chemical | MB-950961 | SC-FXL-0875 | D2P4 | D2 | 2 | Fab
| SC-FX-0876 | ABC 20lbs | Fire Extinguisher | Dry Chemical | MF-645404 | SC-FXL-0876 | D2P4 | D2 | 2 | Fab
| SC-FX-0877 | ABC 10lbs | Fire Extinguisher | Dry Chemical | HH-00684356 | SC-FXL-0877 | D2P4 | D2 | 2 | Fab
| SC-FX-0878 | ABC 10lbs | Fire Extinguisher | Dry Chemical | JU-00964000 | SC-FXL-0878 | Room 3213 | D2P4 | 2 | Fab
| SC-FX-0880 | ABC 20lbs | Fire Extinguisher | Dry Chemical | HF-512237 | SC-FXL-0880 | Stair #8 | D2P4 | 2 | Fab
| SC-FX-0881 | ABC 10lbs | Fire Extinguisher | Dry Chemical | JP537695 | SC-FXL-0881 | SCR 9 | D2P4 | 2 | Fab
| SC-FX-0882 | Halon 20lbs | Fire Extinguisher | Clean Agent | Y-553105 | SC-FXL-0882 | Room 3215 | D2P4 | 2 | Data Center
| SC-FX-0883 | Halon 20lbs | Fire Extinguisher | Clean Agent | Y-553096 | SC-FXL-0883 | Room 3215 | D2P4 | 2 | Data Center
| SC-FX-0884 | ABC 20lbs | Fire Extinguisher | Dry Chemical | KW-082523 | SC-FXL-0884 | Hallway | D2P4 | 2 | Inside
| SC-FX-0885 | ABC 15lbs | Fire Extinguisher | Dry Chemical | WS-738095 | SC-FXL-0885 | Room 3217 | D2P4 | 2 | Inside
| SC-FX-0887 | ABC 20lbs | Fire Extinguisher | Dry Chemical | EU-509116 | SC-FXL-0887 | Room 3117 | D2P4 | 2 | Inside
| SC-FX-0888 | ABC 20lbs | Fire Extinguisher | Dry Chemical | SC-FX-0888 | SC-FXL-0888 | Room 3218 | D2P4 | 2 | Chiller
| SC-FX-0889 | ABC 20lbs | Fire Extinguisher | Dry Chemical | FW-533776 | SC-FXL-0889 | Room 3218 | D2P4 | 2 | Chiller
| SC-FX-0891 | ABC 20lbs | Fire Extinguisher | Dry Chemical | MB-940396 | SC-FXL-0891 | Room 3218 | D2P4 | 2 | Chiller
| SC-FX-0892 | ABC 20lbs | Fire Extinguisher | Dry Chemical | MB-949143 | SC-FXL-0892 | Stair #7 | D2P4 | 2 | Hallway
| SC-FX-0893 | ABC 20lbs | Fire Extinguisher | Dry Chemical | JA-053412 | SC-FXL-0893 | Stair #7 | D2P4 | 2 | Hallway
| SC-FX-0894 | ABC 20lbs | Fire Extinguisher | Dry Chemical | HC-758876 | SC-FXL-0894 | Stair #5 | D2P3 | 2 | Hallway
| SC-FX-0906 | ABC 20lbs | Fire Extinguisher | Dry Chemical | JA-065411 | SC-FXL-0906 | Room 2223 | D2P3 | 2 | Inside
| SC-FX-0926 | ABC 20lbs | Fire Extinguisher | Dry Chemical | MB-940058 | SC-FXL-0926 | Exit At Link | D2P3 | 2 | Hall
| SC-FX-0973 | ABC 20lbs | Fire Extinguisher | Dry Chemical | HC-762503 | SC-FXL-0973 | Elec. Room | D2 | 3 | Fan Deck
| SC-FX-0975 | ABC 20lbs | Fire Extinguisher | Dry Chemical | MB-940514 | SC-FXL-0975 | D9 | D2 | 3 | Fan Deck
| SC-FX-0976 | ABC 20lbs | Fire Extinguisher | Dry Chemical | MB-949138 | SC-FXL-0976 | D3 | D2 | 3 | Fan Deck
| SC-FX-0977 | ABC 20lbs | Fire Extinguisher | Dry Chemical | MR-431620 | SC-FXL-0977 | Stair #6 | D2 | 3 | Fan Deck
| SC-FX-0980 | ABC 20lbs | Fire Extinguisher | Dry Chemical | HC-785859 | SC-FXL-0980 | G9 | D2 | 3 | Fan Deck
| SC-FX-0981 | ABC 20lbs | Fire Extinguisher | Dry Chemical | KH-540762 | SC-FXL-0981 | H15 | D2 | 3 | Fan Deck
| SC-FX-0985 | ABC 10lbs | Fire Extinguisher | Dry Chemical | RJ-833737 | SC-FXL-0985 | MUA-16 | D2 | 3 | FD Equip. Room
| SC-FX-0986 | ABC 10lbs | Fire Extinguisher | Dry Chemical | KS-00579936 | SC-FXL-0986 | Equipment Room | D2 | 3 | FD Equip. Room
| SC-FX-0988 | ABC 10lbs | Fire Extinguisher | Dry Chemical | HL-00140076 | SC-FXL-0831 | Room 183 | D2 | 1 | Inside
| SC-FX-1002 | ABC 20lbs | Fire Extinguisher | Dry Chemical | MB-943716 | SC-FXL-1002 | F-18 | D2 | B | E. Basement
| SC-FX-1589 | ABC 20lbs | Fire Extinguisher | Dry Chemical | PK-784468 | SC-FXL-1001 | F-12 | D2 | B | E. Basement
| SC-FX-1590 | ABC 20lbs | Fire Extinguisher | Dry Chemical | PK-774853 | SC-FXL-0972 | Hall by Stair #5 | D2 | 3 | Fan Deck
| SC-FX-1591 | ABC 20lbs | Fire Extinguisher | Dry Chemical | NR-431515 | SC-FXL-0982 | D7 | D2 | 3 | Fan Deck
| SC-FX-1592 | ABC 20lbs | Fire Extinguisher | Dry Chemical | fw-536441 | SC-FXL-0983 | F223 | D2 | 3 | Fan Deck
| SC-FX-1596 | Halon 14lbs | Fire Extinguisher | Clean Agent | w-145364 | SC-FXL-1596 | D2P3 Data Center | D2 | 2nd Floor | P3 Data Center
| SC-FX-1597 | Halon 14lbs | Fire Extinguisher | Clean Agent | x-923127 | SC-FXL-1596 | D2P3 Data Center | D2 | 2nd Floor | P3 Data Center
| SC-FX-1631 | Halatron 15lbs | Fire Extinguisher | Clean Agent | V-896109 | SC-FXL-0900 | D2P3 Data Center | D2P3 | 2 | P3 Data Center
| SC-FX-1635 | ABC 20lbs | Fire Extinguisher | Dry Chemical | SB-643442 | SC-FXL-1635 | D2-SC11 Link | D2-SC11 Link | 1 | Hallway
| SC-FX-1637 | ABC 20lbs | Fire Extinguisher | Dry Chemical | NR-435542 | SC-FXL-1637 | Room 2121B | D2 | 1 | Inside
| SC-FX-1641 | Halon 14lbs | Fire Extinguisher | Clean Agent | V-766341 | SC-FXL-0897 | D2P3 Data Center | D2P3 | 2 | Inside
| SC-FX-1642 | Halon 14lbs | Fire Extinguisher | Clean Agent | w-801138 | SC-FXL-0904 | D2P3 Data Center | D2P3 | 2 | DC
| SC-FX-1643 | Halatron 15lbs | Fire Extinguisher | Clean Agent | w-801391 | SC-FXL-1643 | D2P3 Data Center | D2 | 2 | P3 Data Center
| SC-FX-1644 | Halatron 15lbs | Fire Extinguisher | Clean Agent | W-644286 | SC-FXL-1644 | D2P3 Data Center | D2 | 2nd Floor | P3 Data Center
| SC-FX-1683 | ABC 20lbs | Fire Extinguisher | Dry Chemical | PK-775192 | SC-FXL-0998 | Hallway | D2 | B | Basement
| SC-FX-1685 | ABC 20lbs | Fire Extinguisher | Dry Chemical | HL-357591 | SC-FXL-0996 | Hallway | D2 | B | Basement
| SC-FX-1686 | ABC 20lbs | Fire Extinguisher | Dry Chemical | HM-360085 | SC-FXL-0995 | Hallway | D2 | B | Basement
| SC-FX-1687 | ABC 20lbs | Fire Extinguisher | Dry Chemical | MV-144029 | SC-FXL-1003 | E1-13 | D2 | B | E. Basement
| SC-FX-1703 | ABC 20lbs | Fire Extinguisher | Dry Chemical | HY-187392 | SC-FXL-1003 | E1-13 | D2 | B | E. Basement
| SC-FX-1688 | ABC 20lbs | Fire Extinguisher | Dry Chemical | KR-013110 | SC-FXL-1006 | D5-16 | D2 | B | W. Basement
| SC-FX-1689 | ABC 20lbs | Fire Extinguisher | Dry Chemical | KR-010065 | SC-FXL-1007 | D5-12 | D2 | B | W. Basement
| SC-FX-1693 | ABC 20lbs | Fire Extinguisher | Dry Chemical | MR-796565 | SC-FXL-1007 | D5-12 | D2 | B | W. Basement
| SC-FX-1690 | ABC 20lbs | Fire Extinguisher | Dry Chemical | MV-135992 | SC-FXL-1009 | D5-3 | D2 | B | W. Basement
| SC-FX-1691 | ABC 20lbs | Fire Extinguisher | Dry Chemical | KR-010057 | SC-FXL-1011 | D4-12 | D2 | B | W. Basement
| SC-FX-1692 | ABC 20lbs | Fire Extinguisher | Dry Chemical | JA-072657 | SC-FXL-1012 | D4-18 | D2 | B | W. Basement
| SC-FX-1695 | ABC 10lbs | Fire Extinguisher | Dry Chemical | NW-328594 | SC-FXL-2049 | D2P5-102 DC turnstile | D2P3 | 1 | phase 6
| SC-FX-1698 | ABC 20lbs | Fire Extinguisher | Dry Chemical | NW-314398 | SC-FXL-0801 | 2105 Hall | D2 | 1 | Hallway
| SC-FX-1722 | ABC 20lbs | Fire Extinguisher | Dry Chemical | HY-189400 | SC-FXL-0801 | 2105 Hall | D2 | 1 | Hallway
| SC-FX-1736 | ABC 20lbs | Fire Extinguisher | Dry Chemical | GB-671442 | SC-FXL-0801 | 2105 Hall | D2 | 1 | Hallway
| SC-FXL-2040 | Clean Guard 13lbs | Fire Extinguisher |  | F-93262117 | SC-FXL-0801 | 2105 Hall | D2 | 1 | Hallway
| SC-FX-1699 | ABC 20lbs | Fire Extinguisher | Dry Chemical | KR-010063 | SC-FXL-0809 | Elec. Room 2112 | D2 | 1 | Hall
| SC-FX-1700 | ABC 20lbs | Fire Extinguisher | Dry Chemical | JZ-980010 | SC-FXL-0808 | Elec. Room 2112 | D2 | 1 | Hall
| SC-FX-1701 | ABC 20lbs | Fire Extinguisher | Dry Chemical | NW-328552 | SC-FXL-0807 | Stair #8 | D2 | 1 | Hallway
| SC-FX-1714 | ABC 20lbs | Fire Extinguisher | Dry Chemical | PC-520844 | SC-FXL-0807 | Stair #8 | D2 | 1 | Hallway
| SC-FX-1702 | ABC 20lbs | Fire Extinguisher | Dry Chemical | HL-333801 | SC-FXL-1004 | E1-16 | D2 | B | E. Basement
| SC-FX-1704 | ABC 20lbs | Fire Extinguisher | Dry Chemical | NW-342934 | SC-FXL-0819 | Room 2121D | D2 | 1 | Inside
| SC-FX-1705 | ABC 20lbs | Fire Extinguisher | Dry Chemical | PC-520845 | SC-FXL-0818 | Room 2121C | D2 | 1 | Inside
| SC-FX-1706 | ABC 20lbs | Fire Extinguisher | Dry Chemical | KR-013113 | SC-FXL-0815 | Room 2116 | D2 | 1 | Inside
| SC-FX-1707 | ABC 20lbs | Fire Extinguisher | Dry Chemical | HL-357592 | SC-FXL-1000 | E2-3 | D2 | B | E. Basement
| SC-FX-1708 | ABC 20lbs | Fire Extinguisher | Dry Chemical | MR-798573 | SC-FXL-0999 | E1-8 | D2 | B | E. Basement
| SC-FX-1709 | ABC 20lbs | Fire Extinguisher | Dry Chemical | KR-013104 | SC-FXL-1010 | D4-6 | D2 | B | W. Basement
| SC-FX-1710 | ABC 20lbs | Fire Extinguisher | Dry Chemical | KR-010060 | SC-FXL-0847 | Stair #3 | D2 | 1 | Outside
| SC-FX-1724 | ABC 20lbs | Fire Extinguisher | Dry Chemical | HM-373158 | SC-FXL-0847 | Stair #3 | D2 | 1 | Outside
| SC-FX-1713 | ABC 20lbs | Fire Extinguisher | Dry Chemical | PC-520856 | SC-FXL-0781 | Room 2139A | D2 | 1 | Hallway
| SC-FX-1744 | ABC 20lbs | Fire Extinguisher | Dry Chemical | JE-048484 | SC-FXL-0783 | Grid #E.23 | D2 | 1 | Inside
| SC-FX-1749 | ABC 20lbs | Fire Extinguisher | Dry Chemical | PK-799230 | SC-FXL-2491 | D2P4 | D2P4 | 1 | stairwell 7
| SC-FX-1750 | ABC 20lbs | Fire Extinguisher | Dry Chemical | HL-322078 | SC-FXL-0744 | Pole C17 | D2 | 1 | Subfab
| SC-FX-1751 | ABC 20lbs | Fire Extinguisher | Dry Chemical | JA-067267 | SC-FXL-0756 | Room 2129 | D2 | 1 | D2 Hallway
| SC-FX-1752 | ABC 20lbs | Fire Extinguisher | Dry Chemical | GB-681769 | SC-FXL-0789 | D.6.17 | D2 | 1 | Inside
| SC-FX-1753 | ABC 20lbs | Fire Extinguisher | Dry Chemical | NW-314324 | SC-FXL-0787 | E.2/15 | D2 | 1 | Inside
| SC-FX-1754 | ABC 20lbs | Fire Extinguisher | Dry Chemical | KR-026616 | SC-FXL-0785 | D.5/8 | D2 | 1 | Inside
| SC-FX-1755 | ABC 20lbs | Fire Extinguisher | Dry Chemical | PK-799246 | SC-FXL-0791 | Elevator 1 | D2P3 | 1 | Inside
| SC-FX-2478 | ABC 20lbs | Fire Extinguisher | Dry Chemical | FU-337680 | SC-FXL-0791 | Elevator 1 | D2P3 | 1 | Inside
| SC-FX-1756 | ABC 20lbs | Fire Extinguisher | Dry Chemical | HF-515333 | SC-FXL-0771 | Chemical Storage | D2 | 1 | Inside
| SC-FX-1758 | ABC 20lbs | Fire Extinguisher | Dry Chemical | NW-332180 | SC-FXL-0908 | Room 2222 | D2P3 | 2 | Hallway
| SC-FX-1763 | ABC 20lbs | Fire Extinguisher | Dry Chemical | RB-072816 | SC-FXL-0978 | K3 | D2 | 3 | Fan
| SC-FX-1764 | ABC 20lbs | Fire Extinguisher | Dry Chemical | HF-498179 | SC-FXL-0974 | D15 | D2 | 3 | Fan Deck
| SC-FX-1769 | ABC 20lbs | Fire Extinguisher | Dry Chemical | NJ-595700 | SC-FXL-0873 | D2P4 | D2 | 2 | Fab
| SC-FX-1770 | ABC 20lbs | Fire Extinguisher | Dry Chemical | MV-131443 | SC-FXL-0909 | Room 2218 | D2P3 | 2 | Hallway
| SC-FX-1773 | ABC 20lbs | Fire Extinguisher | Dry Chemical | NW-328573 | SC-FXL-0879 | Room 3213 | D2P4 | 2 | Fab
| SC-FX-1820 | ABC 20lbs | Fire Extinguisher | Dry Chemical | RW-760909 | SC-FXL-0907 | Room 2222 | D2P3 | 2 | Inside
| SC-FX-1821 | ABC 20lbs | Fire Extinguisher | Dry Chemical | NJ-592457 | SC-FXL-0820 | Room 2114 SAR | D2 | 1 | Inside
| SC-FX-2030 | ABC 20lbs | Fire Extinguisher | Dry Chemical | JS-141880 | SC-FXL-2054 | D2P5-103 elect rm | D2P3 | 1 | phase 5
| SC-FX-2031 | Clean Guard 13lbs | Fire Extinguisher |  | F-93262121 | SC-FXL-2037 | D2P5-103 elect rm | D2P3 | 1 | phase 5
| SC-FX-2032 | Clean Guard 13lbs | Fire Extinguisher |  | F-93262120 | SC-FXL-2038 | D2P5-103 elect rm | D2P3 | 1 | phase 5
| SC-FX-2033 | Clean Guard 13lbs | Fire Extinguisher |  | F-93262119 | SC-FXL-2039 | D2P5-101 elect rm | D2P3 | 1 | phase 5
| SC-FX-2035 | zdABC 10lbs | Fire Extinguisher |  | G-16842357 | SC-FXL-2041 | D2P5-101 DC turnstile | D2P3 | 1 | phase 5 entrance
| SC-FX-2036 | Clean Guard 13lbs | Fire Extinguisher |  | F-93262118 | SC-FXL-2042 | D2P5-101 DC | D2P3 | 1 | phase 5
| SC-FX-2037 | Clean Guard 13lbs | Fire Extinguisher |  | F-93262116 | SC-FXL-2043 | D2P5-101 DC | D2P3 | 1 | phase 5
| SC-FX-2038 | Clean Guard 13lbs | Fire Extinguisher |  | F-93262104 | SC-FXL-2044 | D2P5-101 DC | D2P3 | 1 | phase 5
| SC-FX-2039 | Clean Guard 13lbs | Fire Extinguisher |  | F-93262110 | SC-FXL-2045 | D2P6-102 DC | D2P3 | 1 | phase 6
| SC-FX-2040 | Clean Guard 13lbs | Fire Extinguisher |  | F-93262111 | SC-FXL-2046 | D2P6-102 DC | D2P3 | 1 | phase 6
| SC-FX-2041 | Clean Guard 13lbs | Fire Extinguisher |  | F-93262113 | SC-FXL-2047 | D2P6-102 DC | D2P3 | 1 | phase 6
| SC-FX-2042 | Clean Guard 13lbs | Fire Extinguisher |  | F-93262107 | SC-FXL-2050 | D2P6-109 elect rm | D2P3 | 1 | phase 6
| SC-FX-2043 | ABC 10lbs | Fire Extinguisher | Dry Chemical | G-16816857 | SC-FXL-2051 | D2P3 shipping & Receiving | D2P3 | 1 | Phase 5&6
| SC-FX-2044 | Clean Guard 13lbs | Fire Extinguisher |  | F-93262098 | SC-FXL-2052 | D2P5P6-107 BCR/Fan Coil rm | D2P3 | 1 | phase 5&6
| SC-FX-2045 | Clean Guard 13lbs | Fire Extinguisher |  | F-93262105 | SC-FXL-2052 | D2P5P6-107 BCR/Fan Coil rm | D2P3 | 1 | phase 5&6
| SC-FX-2046 | Clean Guard 13lbs | Fire Extinguisher |  | F-93262122 | SC-FXL-2055 | D2P6-109 elect rm | D2P3 | 1 | phase 6
| SC-FX-2475 | ABC 20lbs | Fire Extinguisher | Dry Chemical | KS-611091 | SC-FXL-0786 | D.5/11 | D2 | 1 | Inside
| SC-FX-2481 | ABC 20lbs | Fire Extinguisher | Dry Chemical | MB-950457 | SC-FXL-2481 | D2P3 | D2 | 1 | Electrical rm 2112
| SC-FX-2482 | ABC 20lbs | Fire Extinguisher | Dry Chemical | MF-649382 | SC-FXL-2482 | D2P3 | D2 | 1 | Electrical rm 2112
| SC-FX-0651 | ABC 18lbs | Fire Extinguisher | Dry Chemical | MB-943993 | SC-FXL-0651 | Lobby | Infit | 1 | Infit
| SC-FX-0652 | ABC 18lbs | Fire Extinguisher | Dry Chemical | PK-796580 | SC-FXL-0652 | Cardio Room | Infit | 1 | Infit
| SC-FX-0654 | ABC 18lbs | Fire Extinguisher | Dry Chemical | HF-503901 | SC-FXL-0654 | Boiler Room | Infit | 1 | Infit
| SC-FX-0064 | ABC 18lbs | Fire Extinguisher | Dry Chemical |  | SC-FXL-0064 | Fire Extinguisher | RNB | 6 | East Elevator
| SC-FX-0065 | ABC 18lbs | Fire Extinguisher | Dry Chemical |  | SC-FXL-0065 | south east corner | RNB | 6 | Office area
| SC-FX-0066 | ABC 18lbs | Fire Extinguisher | Dry Chemical |  | SC-FXL-0065 | south east corner | RNB | 6 | Office area
| SC-FX-0067 | ABC 18lbs | Fire Extinguisher | Dry Chemical |  | SC-FXL-0065 | south east corner | RNB | 6 | Office area
| SC-FX-0068 | ABC 18lbs | Fire Extinguisher | Dry Chemical |  | SC-FXL-0068 | J10 | RNB | 6 | Office area
| SC-FX-0069 | ABC 18lbs | Fire Extinguisher | Dry Chemical |  | SC-FXL-0069 | L10 | RNB | 6 | Office area
| SC-FX-0070 | ABC 18lbs | Fire Extinguisher | Dry Chemical |  | SC-FXL-0070 | N7 | RNB | 6 | Office space
| SC-FX-0071 | ABC 18lbs | Fire Extinguisher | Dry Chemical |  | SC-FXL-0071 | N3 | RNB | 6 | Office area
| SC-FX-0072 | ABC 18lbs | Fire Extinguisher | Dry Chemical |  | SC-FXL-0072 | G2 | RNB | 6 | North east corner
| SC-FX-0073 | ABC 18lbs | Fire Extinguisher | Dry Chemical |  | SC-FXL-0073 | H4 | RNB | 6 | Office area
| SC-FX-0074 | ABC 18lbs | Fire Extinguisher | Dry Chemical |  | SC-FXL-0075 | B5 | RNB | 6 | Office area
| SC-FX-0075 | ABC 18lbs | Fire Extinguisher | Dry Chemical |  | SC-FXL-0075 | B5 | RNB | 6 | Office area
| SC-FX-0076 | ABC 18lbs | Fire Extinguisher | Dry Chemical |  | SC-FXL-0075 | B5 | RNB | 6 | Office area
| SC-FX-0077 | ABC 18lbs | Fire Extinguisher | Dry Chemical |  | SC-FXL-0077 | 6A SCR Room | RNB | 6 | IT room
| SC-FX-0079 | ABC 18lbs | Fire Extinguisher | Dry Chemical |  | SC-FXL-0079 | main hallway | RNB | 6 | Next to copy room
| SC-FX-0080 | ABC 18lbs | Fire Extinguisher | Dry Chemical |  | SC-FXL-0080 | Roof elevator | 0 | 0 | 0
| SC-FX-0081a | ABC 18lbs | Fire Extinguisher | Dry Chemical |  | SC-FXL-0081 | main hallway | RNB | 6 | Next to room 617
| SC-FX-0082 | ABC 18lbs | Fire Extinguisher | Dry Chemical |  | SC-FXL-0082 | Main hallway | RNB | 6 | Next to SCR 2
| SC-FX-0083 | ABC 18lbs | Fire Extinguisher | Dry Chemical |  | SC-FXL-0083 | SCR2 | RNB | 6 | SCR2
| SC-FX-0084 | ABC 18lbs | Fire Extinguisher | Dry Chemical |  | SC-FXL-0084 | Main hallway | RNB | 6 | Next stairwell 4
| SC-FX-0086 | ABC 18lbs | Fire Extinguisher | Dry Chemical |  | SC-FXL-0086 | North elevator hallway | RNB | 6 | North elevator
| SC-FX-0088 | ABC 18lbs | Fire Extinguisher | Dry Chemical |  | SC-FXL-0088 | North elevator | RNB | 6 | North elevator
| SC-FX-0089 | ABC 18lbs | Fire Extinguisher | Dry Chemical | HF-511868 | SC-FXL-0089 | Stair #1 | RNB | 5 | Open Office
| SC-FX-0090 | ABC 18lbs | Fire Extinguisher | Dry Chemical | SB-609182 | SC-FXL-0090 | CR 501 | RNB | 5 | Open Office
| SC-FX-0091 | ABC 18lbs | Fire Extinguisher | Dry Chemical | MB-940039 | SC-FXL-0091 | A9 | RNB | 5 | Open Office
| SC-FX-0092 | ABC 18lbs | Fire Extinguisher | Dry Chemical | RB-072524 | SC-FXL-0092 | D10 | RNB | 5 | Open Office
| SC-FX-0093 | ABC 18lbs | Fire Extinguisher | Dry Chemical | FU-340773 | SC-FXL-0092 | D10 | RNB | 5 | Open Office
| SC-FX-0096 | ABC 18lbs | Fire Extinguisher | Dry Chemical | MB-943934 | SC-FXL-0096 | N7 | RNB | 5 | Open Office
| SC-FX-0097 | ABC 18lbs | Fire Extinguisher | Dry Chemical | MF-645796 | SC-FXL-0097 | N3 | RNB | 5 | Open Office
| SC-FX-0098 | ABC 18lbs | Fire Extinguisher | Dry Chemical | MB-940085 | SC-FXL-0094 | L10 | RNB | 5 | Open Office
| SC-FX-0100 | ABC 18lbs | Fire Extinguisher | Dry Chemical | MB-949166 | SC-FXL-0100 | E7 | RNB | 5 | Open Office
| SC-FX-0101 | ABC 18lbs | Fire Extinguisher | Dry Chemical | CZ-258517 | SC-FXL-0101 | C7 | RNB | 5 | Open Office
| SC-FX-0102 | ABC 18lbs | Fire Extinguisher | Dry Chemical | MB-940130 | SC-FXL-0104 | MB-940381 | 5M2 | RNB | 5
| SC-FX-0104 | ABC 18lbs | Fire Extinguisher | Dry Chemical | MB-940381 | SC-FXL-0104 | MB-940381 | 5M2 | RNB | 5
| SC-FX-0103 | Halon 13lbs | Fire Extinguisher | Clean Agent | V-578591 | SC-FXL-0103 | SCR 5A | RNB | 5 | Open Office
| SC-FX-0105 | ABC 18lbs | Fire Extinguisher | Dry Chemical | KW-079019 | SC-FXL-0105 | Freight | RNB | 5 | Open Office
| SC-FX-0106 | ABC 18lbs | Fire Extinguisher | Dry Chemical | PC-526498 | SC-FXL-0106 | Stair #3 | RNB | 5 | Open Office
| SC-FX-0107 | ABC 18lbs | Fire Extinguisher | Dry Chemical | JZ-981534 | SC-FXL-0107 | Room 517 | RNB | 5 | Open Office
| SC-FX-0108 | Halon 13lbs | Fire Extinguisher | Clean Agent | L-674635 | SC-FXL-0107 | Room 517 | RNB | 5 | Open Office
| SC-FX-0110 | ABC 18lbs | Fire Extinguisher | Dry Chemical | PC-533594 | SC-FXL-0110 | Room 529 | RNB | 5 | Open Office
| SC-FX-1650 | ABC 20lbs | Fire Extinguisher | Dry Chemical | U-242209 | SC-FXL-0110 | Room 529 | RNB | 5 | Open Office
| SC-FX-0111 | ABC 18lbs | Fire Extinguisher | Dry Chemical | MM-774656 | SC-FXL-0111 | Elev. 4 | RNB | 5 | Open Office
| SC-FX-0112 | ABC 18lbs | Fire Extinguisher | Dry Chemical | PK-774692 | SC-FXL-0111 | Elev. 4 | RNB | 5 | Open Office
| SC-FX-0113 | ABC 10lbs | Fire Extinguisher | Dry Chemical | KU-886198 | SC-FXL-0113 | Elev. 4 | RNB | 4 | Open Office
| SC-FX-0114 | ABC 10lbs | Fire Extinguisher | Dry Chemical | HY-176830 | SC-FXL-0114 | Room 428 | RNB | 4 | Open Office
| SC-FX-0115 | ABC 10lbs | Fire Extinguisher | Dry Chemical | WH-442549 | SC-FXL-0117 | G5 | RNB | 4 | Open Office
| SC-FX-0117 | ABC 10lbs | Fire Extinguisher | Dry Chemical | MB-940115 | SC-FXL-0117 | G5 | RNB | 4 | Open Office
| SC-FX-0116 | ABC 10lbs | Fire Extinguisher | Dry Chemical | MB-943722 | SC-FXL-0116 | H4 | RNB | 4 | Open Office
| SC-FX-0118 | ABC 10lbs | Fire Extinguisher | Dry Chemical | MB-947037 | SC-FXL-0118 | E5 | RNB | 4 | Open Office
| SC-FX-0119 | ABC 10lbs | Fire Extinguisher | Dry Chemical | PC-526472 | SC-FXL-0119 | B5 | RNB | 4 | Open Office
| SC-FX-0120 | ABC 10lbs | Fire Extinguisher | Dry Chemical | NR-432247 | SC-FXL-0120 | B11 | RNB | 4 | Open Office
| SC-FX-0121 | ABC 10lbs | Fire Extinguisher | Dry Chemical | PC-533737 | SC-FXL-0121 | D11 | RNB | 4 | Open Office
| SC-FX-0122 | ABC 10lbs | Fire Extinguisher | Dry Chemical | MF-656734 | SC-FXL-0122 | G10 | RNB | 4 | Open Office
| SC-FX-0124 | ABC 10lbs | Fire Extinguisher | Dry Chemical | MV-121707 | SC-FXL-0125 | N7 | RNB | 4 | Open Office
| SC-FX-0125 | ABC 10lbs | Fire Extinguisher | Dry Chemical | NR-431502 | SC-FXL-0125 | N7 | RNB | 4 | Open Office
| SC-FX-1647 | ABC 20lbs | Fire Extinguisher | Dry Chemical | EX-075372 | SC-FXL-0125 | N7 | RNB | 4 | Open Office
| SC-FX-0127 | ABC 10lbs | Fire Extinguisher | Dry Chemical | FU-429651 | SC-FXL-0127 | N3 | RNB | 4 | Open Office
| SC-FX-0128 | ABC 15lbs | Fire Extinguisher | Dry Chemical | J-999933 | SC-FXL-0128 | L2 | RNB | 4 | Open Office
| SC-FX-0130 | ABC 15lbs | Fire Extinguisher | Dry Chemical | MB-940094 | SC-FXL-0130 | Stair #4 | RNB | 4 | Open Office
| SC-FX-0131 | ABC 10lbs | Fire Extinguisher | Dry Chemical | MF-642157 | SC-FXL-0131 | Room 423 | RNB | 4 | Open Office
| SC-FX-0132 | ABC 15lbs | Fire Extinguisher | Dry Chemical | RB-078982 | SC-FXL-0132 | SCR 4B | RNB | 4 | Open Office
| SC-FX-0133 | Halon 17# | Fire Extinguisher | Clean Agent | R-186832 | SC-FXL-0133 | SCR 4B | RNB | 4 | Open Office
| SC-FX-0134 | ABC 18lbs | Fire Extinguisher | Dry Chemical | FU-331300 | SC-FXL-0134 | Stair #3 | RNB | 4 | Open Office
| SC-FX-0135 | ABC 18lbs | Fire Extinguisher | Dry Chemical | PC-526465 | SC-FXL-0135 | Breakroom | RNB | 4 | Breakroom
| SC-FX-0136 | ABC 18lbs | Fire Extinguisher | Dry Chemical | JE-060360 | SC-FXL-0136 | Freight | RNB | 4 | Open Office
| SC-FX-0137 | ABC 18lbs | Fire Extinguisher | Dry Chemical | FU-328447 | SC-FXL-0137 | 4M2 | RNB | 4 | Open Office
| SC-FX-0138 | ABC 18lbs | Fire Extinguisher | Dry Chemical | MF-651105 | SC-FXL-0138 | SCR 4A | RNB | 4 | Open Office
| SC-FX-0139 | Halon 13lbs | Fire Extinguisher | Clean Agent | V-578590 | SC-FXL-0139 | SCR 4A | RNB | 4 | Open Office
| SC-FX-0140 | ABC 18lbs | Fire Extinguisher | Dry Chemical | HC-753876 | SC-FXL-0140 | Room 401 | RNB | 4 | Open Office
| SC-FX-0141 | ABC 18lbs | Fire Extinguisher | Dry Chemical | RW-758597 | SC-FXL-0141 | Stair #1 | RNB | 4 | Hallway
| SC-FX-0142 | ABC 20lbs | Fire Extinguisher | Dry Chemical | RW-760838 | SC-FXL-0142 | Elev. 4 | RNB | 3 | Open Office
| SC-FX-0143 | ABC 18lbs | Fire Extinguisher | Dry Chemical | YU-520328 | SC-FXL-0143 | Room 328 | RNB | 3 | Open Office
| SC-FX-0144 | ABC 20lbs | Fire Extinguisher | Dry Chemical | PC-526467 | SC-FXL-0144 | H3 | RNB | 3 | Open Office
| SC-FX-0145 | ABC 20lbs | Fire Extinguisher | Dry Chemical | NW-341314 | SC-FXL-0145 | G5 | RNB | 3 | Open Office
| SC-FX-0146 | ABC 18lbs | Fire Extinguisher | Dry Chemical | BV-824309 | SC-FXL-0146 | D6 | RNB | 3 | Open Office
| SC-FX-0147 | ABC 18lbs | Fire Extinguisher | Dry Chemical | KW-084802 | SC-FXL-0147 | B6 | RNB | 3 | Open Office
| SC-FX-0148 | ABC 18lbs | Fire Extinguisher | Dry Chemical | MR-780694 | SC-FXL-0148 | Room 372 | RNB | 3 | Open Office
| SC-FX-0149 | ABC 18lbs | Fire Extinguisher | Dry Chemical | BV-826078 | SC-FXL-0149 | E10 | RNB | 3 | Open Office
| SC-FX-0150 | ABC 18lbs | Fire Extinguisher | Dry Chemical | NJ-592493 | SC-FXL-0150 | G11 | RNB | 3 | Open Office
| SC-FX-0151 | ABC 18lbs | Fire Extinguisher | Dry Chemical | BV-826077 | SC-FXL-0151 | M11 | RNB | 3 | Open Office
| SC-FX-0152 | ABC 18lbs | Fire Extinguisher | Dry Chemical | BV-832550 | SC-FXL-0152 | L9 | RNB | 3 | Open Office
| SC-FX-0153 | ABC 18lbs | Fire Extinguisher | Dry Chemical | BV-824543 | SC-FXL-0153 | M6 | RNB | 3 | Open Office
| SC-FX-0154 | ABC 18lbs | Fire Extinguisher | Dry Chemical | BV-826072 | SC-FXL-0154 | M2 | RNB | 3 | Open Office
| SC-FX-0156 | ABC 18lbs | Fire Extinguisher | Dry Chemical | NR-426233 | SC-FXL-0156 | Stair #4 | RNB | 3 | Open Office
| SC-FX-0157 | ABC 18lbs | Fire Extinguisher | Dry Chemical | SB-609997 | SC-FXL-0157 | Room 323 | RNB | 3 | Open Office
| SC-FX-0158 | ABC 18lbs | Fire Extinguisher | Dry Chemical | RW-738467 | SC-FXL-0158 | Room 317 | RNB | 3 | Open Office
| SC-FX-0159 | ABC 18lbs | Fire Extinguisher | Dry Chemical | NJ-620260 | SC-FXL-0159 | SCR 3B | RNB | 3 | Open Office
| SC-FX-0160 | ABC 18lbs | Fire Extinguisher | Dry Chemical | MV-147596 | SC-FXL-0160 | Stair #3 | RNB | 3 | Open Office
| SC-FX-0161 | ABC 18lbs | Fire Extinguisher | Dry Chemical | CE-800772 | SC-FXL-0161 | Freight | RNB | 3 | Open Office
| SC-FX-0162 | ABC 20lbs | Fire Extinguisher | Dry Chemical | MF-640495 | SC-FXL-0162 | 3M2 | RNB | 3 | Open Office
| SC-FX-0163 | ABC 20lbs | Fire Extinguisher | Dry Chemical | HF-513808 | SC-FXL-0163 | Stair #2 | RNB | 3 | Open Office
| SC-FX-0164 | Halon 13lbs | Fire Extinguisher | Clean Agent | C-786422 | SC-FXL-0164 | SCR 3A | RNB | 3 | Open Office
| SC-FX-0165 | ABC 20lbs | Fire Extinguisher | Dry Chemical | KR-015534 | SC-FXL-0165 | Room 301 | RNB | 3 | Open Office
| SC-FX-0166 | ABC 20lbs | Fire Extinguisher | Dry Chemical | GB-686919 | SC-FXL-0166 | Stair | RNB | 3 | Open Office
| SC-FX-0167 | ABC 20lbs | Fire Extinguisher | Dry Chemical | PC-526454 | SC-FXL-0167 | M2 | RNB | 2 | Open Office
| SC-FX-0168 | ABC 20lbs | Fire Extinguisher | Dry Chemical | MF-651106 | SC-FXL-0168 | N4 | RNB | 2 | Open Office
| SC-FX-0169 | ABC 20lbs | Fire Extinguisher | Dry Chemical | MB-940117 | SC-FXL-0169 | N7 | RNB | 2 | Open Office
| SC-FX-0170 | ABC 20lbs | Fire Extinguisher | Dry Chemical | MB-940380 | SC-FXL-0170 | H11 | RNB | 2 | Open Office
| SC-FX-0172 | ABC 20lbs | Fire Extinguisher | Dry Chemical | HF-511866 | SC-FXL-0172 | F10 | RNB | 2 | Open Office
| SC-FX-0173 | ABC 20lbs | Fire Extinguisher | Dry Chemical | MB-940509 | SC-FXL-0173 | D11 | RNB | 2 | Open Office
| SC-FX-0174 | ABC 20lbs | Fire Extinguisher | Dry Chemical | HF-520792 | SC-FXL-0174 | B10 | RNB | 2 | Open Office
| SC-FX-0175 | ABC 20lbs | Fire Extinguisher | Dry Chemical | MF-650783 | SC-FXL-0175 | B5 | RNB | 2 | Open Office
| SC-FX-0176 | ABC 20lbs | Fire Extinguisher | Dry Chemical | MF-651158 | SC-FXL-0176 | E5 | RNB | 2 | Open Office
| SC-FX-0177 | ABC 20lbs | Fire Extinguisher | Dry Chemical | MV-121728 | SC-FXL-0177 | H6 | RNB | 2 | Open Office
| SC-FX-0178 | ABC 20lbs | Fire Extinguisher | Dry Chemical | HC-785856 | SC-FXL-0178 | J6 | RNB | 2 | Open Office
| SC-FX-0179 | ABC 20lbs | Fire Extinguisher | Dry Chemical | EU-508422 | SC-FXL-0179 | J2 | RNB | 2 | Open Office
| SC-FX-0180 | ABC 20lbs | Fire Extinguisher | Dry Chemical | HF-513787 | SC-FXL-0180 | Elev. 4 | RNB | 2 | Open Office
| SC-FX-0181 | ABC 20lbs | Fire Extinguisher | Dry Chemical | MV-148754 | SC-FXL-0181 | Room 228 | RNB | 2 | Open Office
| SC-FX-0182 | ABC 20lbs | Fire Extinguisher | Dry Chemical | NU-761166 | SC-FXL-0182 | Stair 4 | RNB | 2 | Open Office
| SC-FX-0183 | ABC 20lbs | Fire Extinguisher | Dry Chemical | PK-784498 | SC-FXL-0183 | Room 223 | RNB | 2 | Open Office
| SC-FX-0185 | Halon 17# | Fire Extinguisher | Clean Agent | R-185225 | SC-FXL-0185 | SCR 2B | RNB | 2 | Open Office
| SC-FX-0186 | ABC 18lbs | Fire Extinguisher | Dry Chemical | CG-317344 | SC-FXL-0186 | Stair #3 | RNB | 2 | Open Office
| SC-FX-0187 | ABC 18lbs | Fire Extinguisher | Dry Chemical | HC-771246 | SC-FXL-0187 | Freight | RNB | 2 | Open Office
| SC-FX-0188 | ABC 18lbs | Fire Extinguisher | Dry Chemical | NR-431539 | SC-FXL-0188 | 2M2 | RNB | 2 | Open Office
| SC-FX-0189 | ABC 18lbs | Fire Extinguisher | Dry Chemical | HC-785038 | SC-FXL-0189 | Stair #2 | RNB | 2 | Open Office
| SC-FX-0190 | Halon 13lbs | Fire Extinguisher | Clean Agent | U-227714 | SC-FXL-0190 | SCR 2A | RNB | 2 | Open Office
| SC-FX-0191 | ABC 18lbs | Fire Extinguisher | Dry Chemical | FJ-367100 | SC-FXL-0191 | Stair #1 | RNB | 2 | Open Office
| SC-FX-0192 | ABC 18lbs | Fire Extinguisher | Dry Chemical | RH-526538 | SC-FXL-0192 | Stair #1 | RNB | 1 | Open Office
| SC-FX-0195 | ABC 18lbs | Fire Extinguisher | Dry Chemical | EZ-432951 | SC-FXL-0195 | Room 104 | RNB | 1 | Open Office
| SC-FX-0198 | ABC 18lbs | Fire Extinguisher | Dry Chemical | RH-526540 | SC-FXL-0198 | Shipping/Receiving | RNB | 1 | Open Office
| SC-FX-0200 | ABC 18lbs | Fire Extinguisher | Dry Chemical | MB-940049 | SC-FXL-0200 | Ship/Hall | RNB | 1 | Open Office
| SC-FX-0201 | Halon 13lbs | Fire Extinguisher | Clean Agent | A-8311920 | SC-FXL-0201 | SCR 1A | RNB | 1 | Open Office
| SC-FX-0203 | ABC 18lbs | Fire Extinguisher | Dry Chemical | LW-626163 | SC-FXL-0203 | Freight | RNB | 1 | Open Office
| SC-FX-0204 | ABC 18lbs | Fire Extinguisher | Dry Chemical | MB-940374 | SC-FXL-0204 | Elec. 1C | RNB | 1 | Open Office
| SC-FX-0205 | ABC 18lbs | Fire Extinguisher | Dry Chemical | NR-425366 | SC-FXL-0205 | Stair #3 | RNB | 1 | Open Office
| SC-FX-0207 | Halon 13lbs | Fire Extinguisher | Clean Agent | V-578604 | SC-FXL-0207 | SCR 1B | RNB | 1 | Open Office
| SC-FX-0208 | ABC 18lbs | Fire Extinguisher | Dry Chemical | FG-890259 | SC-FXL-0207 | SCR 1B | RNB | 1 | Open Office
| SC-FX-0209 | ABC 18lbs | Fire Extinguisher | Dry Chemical | PK-785539 | SC-FXL-0209 | Elev. 4 | RNB | 1 | Open Office
| SC-FX-0210 | ABC 18lbs | Fire Extinguisher | Dry Chemical | KN-696697 | SC-FXL-0210 | 128 Corp Demo | RNB | 1 | Open Office
| SC-FX-0211 | ABC 18lbs | Fire Extinguisher | Dry Chemical | JP-673553 | SC-FXL-0211 | 128 Corp Demo | RNB | 1 | Open Office
| SC-FX-0212 | ABC 18lbs | Fire Extinguisher | Dry Chemical | PK-799410 | SC-FXL-0212 | Room 128 | RNB | 1 | Open Office
| SC-FX-0213 | ABC 18lbs | Fire Extinguisher | Dry Chemical | PC-526477 | SC-FXL-0213 | Room 128 | RNB | 1 | Open Office
| SC-FX-0214 | ABC 18lbs | Fire Extinguisher | Dry Chemical | GG-48259 | SC-FXL-0214 | Room 128 | RNB | 1 | Open Office
| SC-FX-0215 | ABC 18lbs | Fire Extinguisher | Dry Chemical | MV-159488 | SC-FXL-0215 | 123 Meeting Room | RNB | 1 | Open Office
| SC-FX-0216 | ABC 18lbs | Fire Extinguisher | Dry Chemical | MM-779652 | SC-FXL-0216 | Room 122 | RNB | 1 | Open Office
| SC-FX-0217 | ABC 20lbs | Fire Extinguisher | Dry Chemical | MB-943706 | SC-FXL-2498 | Smoke room | RNB | 1 | Open Office
| SC-FX-0218 | ABC 18lbs | Fire Extinguisher | Dry Chemical | DW-309488 | SC-FXL-0218 | Cafe Bamboo | RNB | 1 | Cafe
| SC-FX-0226 | ABC 18lbs | Fire Extinguisher | Dry Chemical | HM-374907 | SC-FXL-0218 | Cafe Bamboo | RNB | 1 | Cafe
| SC-FX-0219 | ABC 18lbs | Fire Extinguisher | Dry Chemical | NR-432261 | SC-FXL-0219 | Drinks | RNB | 1 | Cafe
| SC-FX-0220 | K Class 6L | Fire Extinguisher | Wet Chemical | AA-83252 | SC-FXL-0220 | Reg | RNB | 1 | Cafe
| SC-FX-0221 | ABC 18lbs | Fire Extinguisher | Dry Chemical | MV-113496 | SC-FXL-0221 | Register | RNB | 1 | Cafe
| SC-FX-0222 | ABC 18lbs | Fire Extinguisher | Dry Chemical | RH-537418 | SC-FXL-0222 | Register | RNB | 1 | Cafe
| SC-FX-0223 | ABC 18lbs | Fire Extinguisher | Dry Chemical | RH-526547 | SC-FXL-0223 | Register | RNB | 1 | Cafe
| SC-FX-0224 | ABC 18lbs | Fire Extinguisher | Dry Chemical | EP-678167 | SC-FXL-0224 | Coffee | RNB | 1 | Cafe
| SC-FX-0225 | ABC 18lbs | Fire Extinguisher | Dry Chemical | FW-529067 | SC-FXL-0225 | The Grove | RNB | 1 | Cafe
| SC-FX-0228 | K Class 6L | Fire Extinguisher | Wet Chemical | AA-947267 | SC-FXL-0228 | Register | RNB | 1 | Cafe
| SC-FX-0229 | ABC 18lbs | Fire Extinguisher | Dry Chemical | PK-784483 | SC-FXL-0229 | Kitchen FP | RNB | 1 | Cafe
| SC-FX-0230 | ABC 18lbs | Fire Extinguisher | Dry Chemical | DS-597455 | SC-FXL-0230 | Kitchen FP | RNB | 1 | Cafe
| SC-FX-0231 | ABC 18lbs | Fire Extinguisher | Dry Chemical | JT-911624 | SC-FXL-0231 | Kitchen FP | RNB | 1 | Cafe
| SC-FX-0232 | ABC 18lbs | Fire Extinguisher | Dry Chemical | CT-080776 | SC-FXL-0232 | Elec. Kitchen | RNB | 1 | Cafe
| SC-FX-0233 | ABC 18lbs | Fire Extinguisher | Dry Chemical | RH-537789 | SC-FXL-0233 | FP | RNB | 1 | Open Office
| SC-FX-0234 | ABC 18lbs | Fire Extinguisher | Dry Chemical | GB-680321 | SC-FXL-0234 | FP | RNB | 1 | Open Office
| SC-FX-0689 | ABC 18lbs | Fire Extinguisher | Dry Chemical | HL-346012 | SC-FXL-0098 | I4 | RNB | 5 | Open Office
| SC-FX-0706 | ABC 18lbs | Fire Extinguisher | Dry Chemical | HF-513262 | SC-FXL-0706 | Outside | RNB | 1 | Garage A
| SC-FX-2019 | ABC 18lbs | Fire Extinguisher | Dry Chemical |  | SC-FXL-0706 | Outside | RNB | 1 | Garage A
| SC-FX-2020 | ABC 18lbs | Fire Extinguisher | Dry Chemical |  | SC-FXL-0706 | Outside | RNB | 1 | Garage A
| SC-FX-2021 | ABC 18lbs | Fire Extinguisher | Dry Chemical | KU-886191 | SC-FXL-0706 | Outside | RNB | 1 | Garage A
| SC-FX-0707 | ABC 18lbs | Fire Extinguisher | Dry Chemical | FN-534262 | SC-FXL-0707 | Outside | RNB | 1 | Garage A
| SC-FX-0708 | ABC 18lbs | Fire Extinguisher | Dry Chemical | MR-798710 | SC-FXL-0708 | Outside | RNB | 1 | Garage A
| SC-FX-0709 | ABC 18lbs | Fire Extinguisher | Dry Chemical | FG-893804 | SC-FXL-0709 | Outside | RNB | 1 | Garage A
| SC-FX-0710 | ABC 18lbs | Fire Extinguisher | Dry Chemical | NW-341313 | SC-FXL-0710 | Outside | RNB | 1 | Garage A
| SC-FX-0711 | ABC 18lbs | Fire Extinguisher | Dry Chemical | MB-943389 | SC-FXL-0711 | Outside | RNB | 1 | Garage A
| SC-FX-0712 | ABC 18lbs | Fire Extinguisher | Dry Chemical | JP-686092 | SC-FXL-0712 | Outside | RNB | 1 | Garage A
| SC-FX-0713 | ABC 18lbs | Fire Extinguisher | Dry Chemical | MB-943321 | SC-FXL-0714 | Outside | RNB | 1 | Garage A
| SC-FX-0714 | ABC 18lbs | Fire Extinguisher | Dry Chemical | MB-940076 | SC-FXL-0714 | Outside | RNB | 1 | Garage A
| SC-FX-0715 | ABC 18lbs | Fire Extinguisher | Dry Chemical | GG-48675 | SC-FXL-0715 | Outside | RNB | 1 | Garage A
| SC-FX-0716 | ABC 18lbs | Fire Extinguisher | Dry Chemical | MF-649392 | SC-FXL-0716 | Outside | RNB | 2 | Garage A
| SC-FX-0717 | ABC 18lbs | Fire Extinguisher | Dry Chemical | NW-342922 | SC-FXL-0717 | Outside | RNB | 2 | Garage A
| SC-FX-0718 | ABC 18lbs | Fire Extinguisher | Dry Chemical | HC-767121 | SC-FXL-0718 | Outside | RNB | 2 | Garage A
| SC-FX-0719 | ABC 18lbs | Fire Extinguisher | Dry Chemical | MM-774659 | SC-FXL-0719 | Outside | RNB | 2 | Garage A
| SC-FX-0720 | ABC 18lbs | Fire Extinguisher | Dry Chemical | KR-012522 | SC-FXL-0720 | Outside | RNB | 2 | Garage A
| SC-FX-0721 | ABC 18lbs | Fire Extinguisher | Dry Chemical | CZ-248714 | SC-FXL-0721 | Outside | RNB | 2 | Garage A
| SC-FX-0722 | ABC 18lbs | Fire Extinguisher | Dry Chemical | HC-763105 | SC-FXL-0722 | Outside | RNB | 2 | Garage A
| SC-FX-0723 | ABC 18lbs | Fire Extinguisher | Dry Chemical | MB-940090 | SC-FXL-0723 | Outside | RNB | 2 | Garage A
| SC-FX-0724 | ABC 18lbs | Fire Extinguisher | Dry Chemical | NJ-002536 | SC-FXL-0724 | Outside | RNB | 2 | Garage A
| SC-FX-0725 | ABC 18lbs | Fire Extinguisher | Dry Chemical | MB-940533 | SC-FXL-0725 | Outside | RNB | 2 | Garage A
| SC-FX-0727 | ABC 18lbs | Fire Extinguisher | Dry Chemical | MB-949163 | SC-FXL-0727 | Outside | RNB | 3 | Garage A
| SC-FX-0728 | ABC 18lbs | Fire Extinguisher | Dry Chemical | FG-877472 | SC-FXL-0728 | Outside | RNB | 3 | Garage A
| SC-FX-0729 | ABC 18lbs | Fire Extinguisher | Dry Chemical | HC-783496 | SC-FXL-0729 | Outside | RNB | 3 | Garage A
| SC-FX-0730 | ABC 18lbs | Fire Extinguisher | Dry Chemical | RB-072794 | SC-FXL-0729 | Outside | RNB | 3 | Garage A
| SC-FX-0731 | ABC 18lbs | Fire Extinguisher | Dry Chemical | JT-915025 | SC-FXL-0731 | Outside | RNB | 3 | Garage A
| SC-FX-0732 | ABC 18lbs | Fire Extinguisher | Dry Chemical | MU-103514 | SC-FXL-0732 | Outside | RNB | 3 | Garage A
| SC-FX-0733 | ABC 18lbs | Fire Extinguisher | Dry Chemical |  | SC-FXL-0732 | Outside | RNB | 3 | Garage A
| TEMP_0384633 | ABC 18lbs | Fire Extinguisher | Dry Chemical | HC-74881 | SC-FXL-0732 | Outside | RNB | 3 | Garage A
| SC-FX-0734 | ABC 18lbs | Fire Extinguisher | Dry Chemical |  | SC-FXL-0734 | Outside | RNB | 3 | Garage A
| TEMP_0519733 | ABC 18lbs | Fire Extinguisher | Dry Chemical | PK-774840 | SC-FXL-0734 | Outside | RNB | 3 | Garage A
| SC-FX-0735 | ABC 18lbs | Fire Extinguisher | Dry Chemical | JT-915024 | SC-FXL-0735 | Outside | RNB | 3 | Garage A
| SC-FX-0795 | ABC 18lbs | Fire Extinguisher | Dry Chemical | JT-054391 | SC-FXL-0795 | Entrance | RNB | 1 | Museum
| SC-FX-0796 | ABC 18lbs | Fire Extinguisher | Dry Chemical | NR-428696 | SC-FXL-0796 | Restrooms | RNB | 1 | Museum
| SC-FX-0797 | ABC 18lbs | Fire Extinguisher | Dry Chemical | EL-466256 | SC-FXL-0797 | Rear | RNB | 1 | Museum
| SC-FX-0798 | ABC 18lbs | Fire Extinguisher | Dry Chemical | PC-533676 | SC-FXL-0798 | Rear Em. Exit | RNB | 1 | Museum
| SC-FX-0799 | ABC 18lbs | Fire Extinguisher | Dry Chemical | U-176222 | SC-FXL-0799 | Classroom | RNB | 1 | Museum
| SC-FX-0903 | ABC 10lbs | Fire Extinguisher | Dry Chemical | JT-999106 | SC-FXL-1651 | 5th Floor RM 500 | RNB | 5 | RM 500
| SC-FX-1013 | ABC 18lbs | Fire Extinguisher | Dry Chemical | F-87319060 | SC-FXL-2468 | Food Truck #2 | RNB | 0 | RNB Yard
| SC-FX-2027 | BC 20lbs | Fire Extinguisher | Dry Chemical |  | SC-FXL-2468 | Food Truck #2 | RNB | 0 | RNB Yard
| SC-FX-1299 | ABC 18lbs | Fire Extinguisher | Dry Chemical | HC-785025 | SC-FXL-1299 | Center break room | RNB | 6 | Next to room 623
| SC-FX-1300 | ABC 20lbs | Fire Extinguisher | Dry Chemical | FU-429040 | SC-FXL-1300 | Control Room | RNB | PENTHOUSE | Control Room
| SC-FX-1648 | ABC 20lbs | Fire Extinguisher | Dry Chemical | FU-39620 | SC-FXL-1648 | 4th Floor Lab 402C | RNB | 4 | Lab 402C
| SC-FX-1649 | ABC 20lbs | Fire Extinguisher | Dry Chemical | PC-526453 | SC-FXL-1649 | 4th Floor RM 402A | RNB | 4 | RM 402A
| SC-FX-1652 | ABC 20lbs | Fire Extinguisher | Dry Chemical | GJ-72487 | SC-FXL-1655 | Roof Elev. Room 5-8 | RNB | PENTHOUSE | Elev. Room 5-8
| SC-FX-1653 | ABC 20lbs | Fire Extinguisher | Dry Chemical | MB-943495 | SC-FXL-1655 | Roof Elev. Room 5-8 | RNB | PENTHOUSE | Elev. Room 5-8
| SC-FX-1655 | ABC 20lbs | Fire Extinguisher | Dry Chemical | MB-943399 | SC-FXL-1652 | Roof AH-1 | RNB | PENTHOUSE | Roof AH-1
| SC-FX-1656 | ABC 20lbs | Fire Extinguisher | Dry Chemical | UL-506263 | SC-FXL-1656 | Roof Elev. Room 1 & 4 | RNB | PENTHOUSE | Elev. Room 1-4
| SC-FX-2003 | ABC 20lbs | Fire Extinguisher | Dry Chemical | MF-650790 | SC-FXL-2003 | Generator #2 | RNB | Outside | Loading Dock
| SC-FX-2004 | ABC 20lbs | Fire Extinguisher | Dry Chemical |  | SC-FXL-2004 | Lab 603 | RNB | 6 | Lab 603
| SC-FX-2011 | ABC 18lbs | Fire Extinguisher | Dry Chemical |  | SC-FXL-2011 | Lobby | RNB | 1 | Open Office
| SC-FX-2014 | ABC 18lbs | Fire Extinguisher | Dry Chemical |  | SC-FXL-2014 | EBC | RNB | 1 | EBC
| SC-FX-2015 | ABC 18lbs | Fire Extinguisher | Dry Chemical |  | SC-FXL-2015 | Lounge behing EBC lobby | RNB | 1 | EBC
| SC-FX-2016 | ABC 18lbs | Fire Extinguisher | Dry Chemical |  | SC-FXL-2016 | Exit | RNB | 1 | EBC
| SC-FX-2017 | ABC 18lbs | Fire Extinguisher | Dry Chemical | 87319055 | SC-FXL-2017 | In side Salon | RNB | 1 | By East Lobby
| SC-FX-2025 | BC 20lbs | Fire Extinguisher | Dry Chemical | F-81818728 | SC-FXL-2466 | Food Truck #1 | RNB | 0 | RNB Yard
| SC-FX-2026 | ABC 10lbs | Fire Extinguisher | Dry Chemical | JE-036385 | SC-FXL-2467 | Food Truck #1 | RNB | 0 | RNB Yard
| SC-FX-2028 | ABC 20lbs | Fire Extinguisher | Dry Chemical |  | SC-FXL-2469 | Food Truck #2 | RNB | 0 | RNB Yard
| SC-FX-2499 | zdABC 10lbsZD | Fire Extinguishers | Dry Chemical |  | SC-FXL-0713 | Outside | RNB | 1 | Garage A
| SC-FX-0677 | ABC 18lbs | Fire Extinguisher | Dry Chemical | NJ-615188 | SC-FXL-0677 | Generator | SC7 Yard | 1 | Outside
| SC-FX-0678 | ABC 18lbs | Fire Extinguisher | Dry Chemical | NW-341321 | SC-FXL-0677 | Generator | SC7 Yard | 1 | Outside
| SC-FX-0745 | ABC 20lbs | Fire Extinguisher | Dry Chemical | MV-142599 | SC-FXL-0677 | Generator | SC7 Yard | 1 | Outside
| SC-FX-0746 | ABC 20lbs | Fire Extinguisher | Dry Chemical | RW-760829 | SC-FXL-0746 | Near Storm Drain | SC7 Yard | 1 | Storm Drain
| SC-FX-0747 | ABC 20lbs | Fire Extinguisher | Dry Chemical | RW-7503086 | SC-FXL-0747 | Chiller | SC7 Yard | 1 | Outside Chiller
| SC-FX-0748 | ABC 20lbs | Fire Extinguisher | Dry Chemical | HF-512242 | SC-FXL-0748 | SC7 yard/ behind 8M gen. | SC7 Yard | 1 | SC8 Chiller
| SC-FX-0749 | ABC 20lbs | Fire Extinguisher | Dry Chemical | HC-767615 | SC-FXL-0749 | Dock | SC7 Yard | 1 | Dock
| SC-FX-0750 | ABC 20lbs | Fire Extinguisher | Dry Chemical | GG-35647 | SC-FXL-0750 | Dock | SC7 Yard | 1 | Dock
| SC-FX-0751 | ABC 20lbs | Fire Extinguisher | Dry Chemical | RW-75379 | SC-FXL-1589 | Dock | SC7 Yard | 1 | Dock
| SC-FX-1014 | ABC 20lbs | Fire Extinguisher | Dry Chemical | HY-187962 | SC-FXL-1014 | Electric Room | SC7 | 1 | Electric Room
| SC-FX-1015 | ABC 20lbs | Fire Extinguisher | Dry Chemical | JA-043303 | SC-FXL-1015 | Electric Room | SC7 | 1 | Electric Room
| SC-FX-1016 | ABC 20lbs | Fire Extinguisher | Dry Chemical | MB-940033 | SC-FXL-1016 | Chiller Room | SC7 | 1 | Chiller Room
| SC-FX-1017 | ABC 20lbs | Fire Extinguisher | Dry Chemical | PC-526461 | SC-FXL-1017 | Chiller | SC7 | 1 | Chiller Room
| SC-FX-1018 | ABC 20lbs | Fire Extinguisher | Dry Chemical | JM-267805 | SC-FXL-1018 | Chiller | SC7 | 1 | Chiller Room
| SC-FX-1019 | ABC 20lbs | Fire Extinguisher | Dry Chemical | RB-048603 | SC-FXL-1019 | Chiller | SC7 | 1 | Chiller Room
| SC-FX-1024 | ABC 35lbs | Fire Extinguisher | Dry Chemical | RB-049922 | SC-FXL-1024 | SC7 yard | SC7 Yard | 1 | SC7 yard RTO fans
| SC-FX-1025 | ABC 35lbs | Fire Extinguisher | Dry Chemical | RW-760837 | SC-FXL-1025 | SC7 yard | SC7 | 1 | SC7 yard RTO fans
| SC-FX-1026 | ABC 20lbs | Fire Extinguisher | Dry Chemical | EZ-439957 | SC-FXL-1026 | SC7 yard | SC7 | 1 | SC7 yard RTO fans
| SC-FX-1027 | ABC 20lbs | Fire Extinguisher | Dry Chemical | PK-785549 | SC-FXL-1027 | SC7 old S/R | SC7 WHSE | 1 | SC7 OLD SHIPPING
| SC-FX-1028 | ABC 20lbs | Fire Extinguisher | Dry Chemical |  | SC-FXL-1028 | SC7 old S/R | SC7 WHSE | 1 | SC7 OLD SHIPPING
| SC-FX-1031 | ABC 18lbs | Fire Extinguisher | Dry Chemical | MF-649378 | SC-FXL-1031 | Gas pad | SC7 | 1 | Yard
| SC-FX-2496 | ABC 20lbs | Fire Extinguisher | Dry Chemical |  | SC-FXL-2496 | SC9 MECH. YARD GUARD SHACK | SC7 Yard | 1 | YARD
| SC-FX-0736 | Halon 20lbs | Fire Extinguisher | Clean Agent | C-632421 | SC-FXL-0736 | Data Centee | SC8 | 1 | Entrance
| SC-FX-0737 | Halon 17# | Fire Extinguisher | Clean Agent | A-322708 | SC-FXL-0737 | CRU 5 | SC8 | 1 | Inside
| SC-FX-0738 | Halon 20lbs | Fire Extinguisher | Clean Agent | A-07-181 | SC-FXL-0738 | CRU 7 | SC8 | 1 | Inside
| SC-FX-0739 | Halon 20lbs | Fire Extinguisher | Clean Agent | P-146788 | SC-FXL-0739 | SC8 Exit | SC8 | 1 | Inside
| SC-FX-0740 | Halon 20lbs | Fire Extinguisher | Clean Agent | K-204691 | SC-FXL-0740 | CRU 2 | SC8 | 1 | Inside
| SC-FX-0741 | Halon 20lbs | Fire Extinguisher | Clean Agent | C-632408 | SC-FXL-0741 | CRU 11 | SC8 | 1 | Inside
| SC-FX-0742 | Halon 17# | Fire Extinguisher | Clean Agent | u-973159 | SC-FXL-0742 | Room 103 Office | SC8 | 1 | Inside
| SC-FX-1082 | Halon 20lbs | Fire Extinguisher | Clean Agent | V-00409729 | SC-FXL-1082 | room 103 | SC8 | 1 | DC
| SC-FX-1083 | ABC 20lbs | Fire Extinguisher | Dry Chemical | c-632391 | SC-FXL-1083 | Room 103 | SC8 | 1 | DC
| SC-FX-1084 | Halon 20lbs | Fire Extinguisher | Clean Agent |  | SC-FXL-1084 | Office back room | SC8 | 1 | DC
| SC-FX-0235 | ABC 18lbs | Fire Extinguisher | Dry Chemical | MB-940129 | SC-FXL-0235 | 2nd CC | SC9 | 2 | Inside
| SC-FX-0236 | ABC 18lbs | Fire Extinguisher | Dry Chemical | MB-943483 | SC-FXL-0235 | 2nd CC | SC9 | 2 | Inside
| SC-FX-0237 | ABC 18lbs | Fire Extinguisher | Dry Chemical | MR-798559 | SC-FXL-0237 | Lobby | SC9 | 2 | Inside
| SC-FX-0238 | ABC 18lbs | Fire Extinguisher | Dry Chemical | MF-649398 | SC-FXL-0238 | A/3 | SC9 | 2 | Inside
| SC-FX-0239 | ABC 18lbs | Fire Extinguisher | Dry Chemical | MB950469 | SC-FXL-0239 | Lab 261 | SC9 | 2 | Hall
| SC-FX-0240 | ABC 18lbs | Fire Extinguisher | Dry Chemical | FD-670565 | SC-FXL-0240 | C/6 | SC9 | 2 | Inside
| SC-FX-0241 | ABC 18lbs | Fire Extinguisher | Dry Chemical | SB-617525 | SC-FXL-0240 | C/6 | SC9 | 2 | Inside
| SC-FX-0242 | ABC 18lbs | Fire Extinguisher | Dry Chemical | PK-784488 | SC-FXL-0242 | Lab 270 | SC9 | 2 | Hall
| SC-FX-0277 | ABC 20lbs | Fire Extinguisher | Dry Chemical | SB-617542 | SC-FXL-0242 | Lab 270 | SC9 | 2 | Hall
| SC-FX-0243 | ABC 18lbs | Fire Extinguisher | Dry Chemical | MB-940065 | SC-FXL-0243 | Lab 253 | SC9 | 2 | Hall
| SC-FX-0244 | ABC 18lbs | Fire Extinguisher | Dry Chemical | EW-758684 | SC-FXL-0244 | D2 Link | SC9 | 2 | Inside
| SC-FX-0245 | ABC 18lbs | Fire Extinguisher | Dry Chemical | MV-142586 | SC-FXL-0245 | 254A | SC9 | 2 | Hall
| SC-FX-0246 | ABC 18lbs | Fire Extinguisher | Dry Chemical | JX-326826 | SC-FXL-0246 | Lab 254D | SC9 | 2 | Inside
| SC-FX-0653 | ABC 18lbs | Fire Extinguisher | Dry Chemical | MR-793693 | SC-FXL-0246 | Lab 254D | SC9 | 2 | Inside
| SC-FX-0247 | ABC 18lbs | Fire Extinguisher | Dry Chemical | MB-940040 | SC-FXL-0247 | Lab 254C | SC9 | 2 | Inside
| SC-FX-0249 | ABC 18lbs | Fire Extinguisher | Dry Chemical | RW-760830 | SC-FXL-0249 | Lab 254A | SC9 | 2 | Inside
| SC-FX-0250 | ABC 18lbs | Fire Extinguisher | Dry Chemical | PC-526489 | SC-FXL-0250 | Lab 259 | SC9 | 2 | Inside
| SC-FX-0251 | ABC 18lbs | Fire Extinguisher | Dry Chemical | RW-758593 | SC-FXL-0251 | Lab 258 | SC9 | 2 | Inside
| SC-FX-0252 | ABC 18lbs | Fire Extinguisher | Dry Chemical | NR-432266 | SC-FXL-0252 | Lab 257 | SC9 | 2 | Inside
| SC-FX-0253 | ABC 18lbs | Fire Extinguisher | Dry Chemical | MR-940003 | SC-FXL-0252 | Lab 257 | SC9 | 2 | Inside
| SC-FX-0254 | ABC 18lbs | Fire Extinguisher | Dry Chemical | MB-947050 | SC-FXL-0254 | Lab 256 | SC9 | 2 | Inside
| SC-FX-0255 | ABC 18lbs | Fire Extinguisher | Dry Chemical | B-116159 | SC-FXL-0255 | Janitor 255 | SC9 | 2 | Inside
| SC-FX-0256 | ABC 20lbs | Fire Extinguisher | Dry Chemical | NR-732285 | SC-FXL-0256 | Lab 260 | SC9 | 2 | Inside
| SC-FX-0257 | ABC 20lbs | Fire Extinguisher | Dry Chemical | RW-758813 | SC-FXL-0257 | Lab 254 | SC9 | 2 | Inside
| SC-FX-0258 | ABC 20lbs | Fire Extinguisher | Dry Chemical | MF-651162 | SC-FXL-0258 | Lab 254 | SC9 | 2 | Inside
| SC-FX-0259 | ABC 20lbs | Fire Extinguisher | Dry Chemical | PK-796569 | SC-FXL-0259 | CR 276 | SC9 | 2 | Inside
| SC-FX-0260 | ABC 20lbs | Fire Extinguisher | Dry Chemical | PC-533698 | SC-FXL-0260 | CR 279 | SC9 | 2 | Inside
| SC-FX-0261 | ABC 20lbs | Fire Extinguisher | Dry Chemical | PC-134004 | SC-FXL-0261 | J6 | SC9 | 2 | Inside
| SC-FX-0262 | ABC 20lbs | Fire Extinguisher | Dry Chemical | MG-353624 | SC-FXL-0262 | Elec. 2B | SC9 | 2 | Inside
| SC-FX-0263 | ABC 20lbs | Fire Extinguisher | Dry Chemical | NR-435521 | SC-FXL-0263 | 2W2 | SC9 | 2 | Inside
| SC-FX-0264 | ABC 20lbs | Fire Extinguisher | Dry Chemical | MF-651108 | SC-FXL-0264 | Yosemite | SC9 | 2 | Inside
| SC-FX-0265 | ABC 20lbs | Fire Extinguisher | Dry Chemical | NR-431514 | SC-FXL-0265 | CR 222 | SC9 | 2 | Inside
| SC-FX-0266 | ABC 20lbs | Fire Extinguisher | Dry Chemical | HC-756080 | SC-FXL-0265 | CR 222 | SC9 | 2 | Inside
| SC-FX-0267 | ABC 20lbs | Fire Extinguisher | Dry Chemical | MB-940075 | SC-FXL-0267 | CR 228 | SC9 | 2 | Inside
| SC-FX-0268 | ABC 20lbs | Fire Extinguisher | Dry Chemical | MF-656816 | SC-FXL-0268 | CR 230 | SC9 | 2 | Inside
| SC-FX-0269 | ABC 20lbs | Fire Extinguisher | Dry Chemical | GG-27318 | SC-FXL-0269 | Room 233 | SC9 | 2 | Inside
| SC-FX-0271 | ABC 20lbs | Fire Extinguisher | Dry Chemical | MB-940120 | SC-FXL-0269 | Room 233 | SC9 | 2 | Inside
| SC-FX-0270 | ABC 20lbs | Fire Extinguisher | Dry Chemical | GG-27318 | SC-FXL-0270 | Room 234 | SC9 | 2 | Inside
| SC-FX-0272 | ABC 20lbs | Fire Extinguisher | Dry Chemical | MV-147612 | SC-FXL-0270 | Room 234 | SC9 | 2 | Inside
| SC-FX-0273 | ABC 20lbs | Fire Extinguisher | Dry Chemical | JP-671398 | SC-FXL-0273 | Elec. 2A | SC9 | 2 | Inside
| SC-FX-0274 | ABC 20lbs | Fire Extinguisher | Dry Chemical | RB-078972 | SC-FXL-0274 | Lab 261 | SC9 | 2 | Inside
| SC-FX-0275 | ABC 20lbs | Fire Extinguisher | Dry Chemical | FG-879837 | SC-FXL-0275 | Room 262A | SC9 | 2 | Inside
| SC-FX-0276 | ABC 20lbs | Fire Extinguisher | Dry Chemical | JT-919084 | SC-FXL-0276 | Room 263 | SC9 | 2 | Inside
| SC-FX-0278 | ABC 20lbs | Fire Extinguisher | Dry Chemical | NV-761196 | SC-FXL-0278 | Room 270 | SC9 | 2 | Inside
| SC-FX-0279 | ABC 18lbs | Fire Extinguisher | Dry Chemical | FU-439618 | SC-FXL-0279 | Lab 207 | SC9 | 2 | Open Office
| SC-FX-0280 | ABC 18lbs | Fire Extinguisher | Dry Chemical | PC-526441 | SC-FXL-0280 | Room 207 | SC9 | 2 | Open Office
| SC-FX-0281 | Halon 20lbs | Fire Extinguisher | Clean Agent | B-61355+ | SC-FXL-0281 | Room 209 | SC9 | 2 | Open Office
| SC-FX-0282 | ABC 10lbs | Fire Extinguisher | Dry Chemical | DW-164493 | SC-FXL-0282 | Room 209 | SC9 | 2 | Open Office
| SC-FX-0283 | Halon 13lbs | Fire Extinguisher | Clean Agent | K-366465 | SC-FXL-0283 | Room 209A | SC9 | 2 | Open Office
| SC-FX-0284 | ABC 18lbs | Fire Extinguisher | Dry Chemical | RW-758787 | SC-FXL-0284 | SCR 210 | SC9 | 2 | Open Office
| SC-FX-0285 | ABC 18lbs | Fire Extinguisher | Dry Chemical | NW-341300 | SC-FXL-0285 | 2nd | SC9 | 2 | Open Office
| SC-FX-0286 | ABC 18lbs | Fire Extinguisher | Dry Chemical | GG-3520 | SC-FXL-0286 | Stair #4 | SC9 | 1 | Open Office
| SC-FX-0287 | ABC 18lbs | Fire Extinguisher | Dry Chemical | SB-618022 | SC-FXL-0287 | Lab 136 | SC9 | 1 | Open Office
| SC-FX-0288 | ABC 18lbs | Fire Extinguisher | Dry Chemical | RW-760842 | SC-FXL-0288 | Lab 136 | SC9 | 1 | Open Office
| SC-FX-0316 | ABC 18lbs | Fire Extinguisher | Dry Chemical | NR-428830 | SC-FXL-0288 | Lab 136 | SC9 | 1 | Open Office
| SC-FX-0289 | ABC 18lbs | Fire Extinguisher | Dry Chemical | PC-526484 | SC-FXL-0291 | Room 166 | SC9 | 1 | Open Office
| SC-FX-0291 | ABC 18lbs | Fire Extinguisher | Dry Chemical | RW-758841 | SC-FXL-0291 | Room 166 | SC9 | 1 | Open Office
| SC-FX-0290 | ABC 18lbs | Fire Extinguisher | Dry Chemical | HL-327958 | SC-FXL-0290 | Room 166 | SC9 | 1 | Open Office
| SC-FX-0292 | ABC 18lbs | Fire Extinguisher | Dry Chemical | SB-618019 | SC-FXL-0292 | Room 167 | SC9 | 1 | Open Office
| SC-FX-0293 | ABC 18lbs | Fire Extinguisher | Dry Chemical | RW-758840 | SC-FXL-0293 | Room 167 | SC9 | 1 | Open Office
| SC-FX-0294 | ABC 18lbs | Fire Extinguisher | Dry Chemical | RW-758836 | SC-FXL-0294 | Room 167 | SC9 | 1 | Open Office
| SC-FX-0295 | ABC 18lbs | Fire Extinguisher | Dry Chemical | H-460966 | SC-FXL-0295 | Room 167 | SC9 | 1 | Open Office
| SC-FX-0297 | Halon 13lbs | Fire Extinguisher | Clean Agent | PK-799402 | SC-FXL-0296 | Room 124 | SC9 | 1 | Open Office
| SC-FX-0437 | ABC 18lbs | Fire Extinguisher | Dry Chemical | BK-569787 | SC-FXL-0296 | Room 124 | SC9 | 1 | Open Office
| SC-FX-0298 | ABC 15lbs | Fire Extinguisher | Dry Chemical | 589192 | SC-FXL-0298 | Room 124 | SC9 | 1 | Open Office
| SC-FX-0299 | ABC 10lbs | Fire Extinguisher | Dry Chemical | LW-626153 | SC-FXL-0299 | Electric Room | SC9 | 1 | Open Office
| SC-FX-0300 | ABC 18lbs | Fire Extinguisher | Dry Chemical | PK-774767 | SC-FXL-1064 | audio-visual 121 | SC9 | 1 | Room 121 auditorium
| SC-FX-0301 | ABC 18lbs | Fire Extinguisher | Dry Chemical | mf-649362 | SC-FXL-1064 | audio-visual 121 | SC9 | 1 | Room 121 auditorium
| SC-FX-1064 | ABC 20lbs | Fire Extinguisher | Dry Chemical | RW-758837 | SC-FXL-1064 | audio-visual 121 | SC9 | 1 | Room 121 auditorium
| SC-FX-0302 | ABC 18lbs | Fire Extinguisher | Dry Chemical | RW-753080 | SC-FXL-0302 | 105 Lab | SC9 | 1 | Open Office
| SC-FX-0303 | ABC 18lbs | Fire Extinguisher | Dry Chemical | RW-758590 | SC-FXL-0303 | Room 137 Lab | SC9 | 1 | Open Office
| SC-FX-0304 | ABC 18lbs | Fire Extinguisher | Dry Chemical | MB-943366 | SC-FXL-0303 | Room 137 Lab | SC9 | 1 | Open Office
| SC-FX-0305 | ABC 18lbs | Fire Extinguisher | Dry Chemical | RW-753050 | SC-FXL-0306 | Room 135 | SC9 | 1 | Open Office
| SC-FX-0306 | ABC 18lbs | Fire Extinguisher | Dry Chemical | GJ-722254 | SC-FXL-0306 | Room 135 | SC9 | 1 | Open Office
| SC-FX-0307 | ABC 18lbs | Fire Extinguisher | Dry Chemical | SB-617544 | SC-FXL-0307 | Room 135 Hall | SC9 | 1 | Open Office
| SC-FX-0308 | ABC 18lbs | Fire Extinguisher | Dry Chemical | SB-609994 | SC-FXL-0308 | Lab 134 | SC9 | 1 | Open Office
| SC-FX-0309 | ABC 18lbs | Fire Extinguisher | Dry Chemical | RW-760822 | SC-FXL-0309 | Lab 115 | SC9 | 1 | Open Office
| SC-FX-0310 | ABC 18lbs | Fire Extinguisher | Dry Chemical | ED-315495 | SC-FXL-0310 | Elec. 113 | SC9 | 1 | Open Office
| SC-FX-0311 | ABC 18lbs | Fire Extinguisher | Dry Chemical | K-204694 | SC-FXL-0311 | Room 119 Hall | SC9 | 1 | Open Office
| SC-FX-0312 | Halon 20lbs | Fire Extinguisher | Clean Agent | RW-758612 | SC-FXL-0312 | Room 106 | SC9 | 1 | Open Office
| SC-FX-0313 | ABC 18lbs | Fire Extinguisher | Dry Chemical | SB-617520 | SC-FXL-0313 | Room 104 | SC9 | 1 | Open Office
| SC-FX-0314 | ABC 18lbs | Fire Extinguisher | Dry Chemical | PK-778227 | SC-FXL-0314 | Room 119 | SC9 | 1 | Open Office
| SC-FX-0315 | ABC 18lbs | Fire Extinguisher | Dry Chemical | MF-651156 | SC-FXL-0315 | Room 108 | SC9 | 1 | Open Office
| SC-FX-0317 | ABC 18lbs | Fire Extinguisher | Dry Chemical | FU-343436 | SC-FXL-0317 | Room 119 | SC9 | 1 | Open Office
| SC-FX-0318 | ABC 18lbs | Fire Extinguisher | Dry Chemical | RW-750508 | SC-FXL-0318 | Room 119 | SC9 | 1 | Open Office
| SC-FX-0319 | ABC 18lbs | Fire Extinguisher | Dry Chemical | SB-618017 | SC-FXL-0319 | Room 117 | SC9 | 1 | Open Office
| SC-FX-0320 | ABC 18lbs | Fire Extinguisher | Dry Chemical | MB-943485 | SC-FXL-0320 | Room 119 | SC9 | 1 | Open Office
| SC-FX-0321 | ABC 18lbs | Fire Extinguisher | Dry Chemical | FU-328768 | SC-FXL-0329 | Elec. 116 | SC9 | 1 | Open Office
| SC-FX-0322 | ABC 18lbs | Fire Extinguisher | Dry Chemical | FU-342458 | SC-FXL-0329 | Elec. 116 | SC9 | 1 | Open Office
| SC-FX-0328 | ABC 18lbs | Fire Extinguisher | Dry Chemical | SF-596432 | SC-FXL-0329 | Elec. 116 | SC9 | 1 | Open Office
| SC-FX-0329 | ABC 18lbs | Fire Extinguisher | Dry Chemical | SC-FX-0323 | SC-FXL-0329 | Elec. 116 | SC9 | 1 | Open Office
| SC-FX-0323 | ABC 18lbs | Fire Extinguisher | Dry Chemical | MB-940101 | SC-FXL-0323 | Room 160 | SC9 | 1 | Open Office
| SC-FX-0324 | ABC 18lbs | Fire Extinguisher | Dry Chemical | MG-352854 | SC-FXL-0324 | Room 160 | SC9 | 1 | Open Office
| SC-FX-0325 | ABC 18lbs | Fire Extinguisher | Dry Chemical | DD-459151 | SC-FXL-0324 | Room 160 | SC9 | 1 | Open Office
| SC-FX-0326 | ABC 18lbs | Fire Extinguisher | Dry Chemical | ED-337938 | SC-FXL-0326 | SCR 111 | SC9 | 1 | Open Office
| SC-FX-0327 | ABC 18lbs | Fire Extinguisher | Dry Chemical | A-458806 | SC-FXL-0327 | Room 112 | SC9 | 1 | Open Office
| SC-FX-0330 | Halon 17# | Fire Extinguisher | Clean Agent | M-493813 | SC-FXL-0330 | Test Floor E7 | Sc9 | 1 | Open Office
| SC-FX-0331 | Halon 17# | Fire Extinguisher | Clean Agent | N-235207 | SC-FXL-0331 | Test Floor D8 | SC9 | 1 | Open Office
| SC-FX-0332 | Halon 17# | Fire Extinguisher | Clean Agent | L-462422 | SC-FXL-0332 | Test Floor C9 | SC9 | 1 | Open Office
| SC-FX-0333 | Halon 17# | Fire Extinguisher | Clean Agent | A-354175 | SC-FXL-0333 | Test B8 | SC9 | 1 | Open Office
| SC-FX-0334 | Halon 17# | Fire Extinguisher | Clean Agent | L-462005 | SC-FXL-0334 | Test B7 | SC9 | 1 | Open Office
| SC-FX-0335 | Halon 17# | Fire Extinguisher | Clean Agent | E-913223 | SC-FXL-0335 | Test A6 | SC9 | 1 | Open Office
| SC-FX-0336 | Halon 17# | Fire Extinguisher | Clean Agent | 877044 | SC-FXL-0337 | Test B3 | SC9 | 1 | Open Office
| SC-FX-0337 | Halon 17# | Fire Extinguisher | Clean Agent | SC-FX-0338 | SC-FXL-0337 | Test B3 | SC9 | 1 | Open Office
| SC-FX-0338 | Halon 17# | Fire Extinguisher | Clean Agent | D-527333 | SC-FXL-0338 | Test A1 | SC9 | 1 | Open Office
| SC-FX-0339 | Halon 17# | Fire Extinguisher | Clean Agent | K-204704 | SC-FXL-0339 | Elec 114 Out | SC9 | 1 | Open Office
| SC-FX-0340 | Halon 20lbs | Fire Extinguisher | Clean Agent | H-648109 | SC-FXL-0340 | Elec. 114 IN | SC9 | 1 | Open Office
| SC-FX-0341 | Halon 17# | Fire Extinguisher | Clean Agent | 647817 | SC-FXL-0341 | 103 Out C5 | SC9 | 1 | Open Office
| SC-FX-0342 | Halon 17# | Fire Extinguisher | Clean Agent | HF-520929 | SC-FXL-0342 | 110 Out | SC9 | 1 | Open Office
| SC-FX-0343 | ABC 18lbs | Fire Extinguisher | Dry Chemical | D-811938 | SC-FXL-0343 | 110 IN | SC9 | 1 | Open Office
| SC-FX-0344 | Halon 17# | Fire Extinguisher | Clean Agent | B-480747 | SC-FXL-0344 | 110 IN C7 | SC9 | 1 | Open Office
| SC-FX-0345 | Halon 17# | Fire Extinguisher | Clean Agent | D-811917 | SC-FXL-0345 | 110 IN E3 | SC9 | 1 | Open Office
| SC-FX-0346 | Halon 17# | Fire Extinguisher | Clean Agent | D811169 | SC-FXL-0346 | 110 IN E4 | SC9 | 1 | Open Office
| SC-FX-0347 | Halon 17# | Fire Extinguisher | Clean Agent | L-464380 | SC-FXL-0347 | room 159 pole f3 | SC9 | 1 | Test floor
| SC-FX-0348 | Halon 17# | Fire Extinguisher | Clean Agent | T-139204 | SC-FXL-0348 | 110 IN F5 | SC9 | 1 | Open Office
| SC-FX-0350 | Halon 17# | Fire Extinguisher | Clean Agent | W-15068 | SC-FXL-0350 | Lab 159 D4 | SC9 | 1 | Open Office
| SC-FX-0351 | Halon 17# | Fire Extinguisher | Clean Agent | FT-197982 | SC-FXL-0350 | Lab 159 D4 | SC9 | 1 | Open Office
| SC-FX-2492 | ABC 10lbs | Fire Extinguisher | Dry Chemical | MB-940413 | SC-FXL-0350 | Lab 159 D4 | SC9 | 1 | Open Office
| SC-FX-2493 | ABC 20lbs | Fire Extinguisher | Dry Chemical | MB-940415 | SC-FXL-0350 | Lab 159 D4 | SC9 | 1 | Open Office
| SC-FX-2494 | ABC 20lbs | Fire Extinguisher | Dry Chemical | MV-151139 | SC-FXL-0350 | Lab 159 D4 | SC9 | 1 | Open Office
| SC-FX-2495 | ABC 20lbs | Fire Extinguisher | Dry Chemical | MV-151280 | SC-FXL-0350 | Lab 159 D4 | SC9 | 1 | Open Office
| SC-FX-0621 | ABC 18lbs | Fire Extinguisher | Dry Chemical | MV-151152 | SC-FXL-0621 | K2 | SC9 | 3 | Parking Lot
| SC-FX-0622 | ABC 18lbs | Fire Extinguisher | Dry Chemical | HF-513797 | SC-FXL-0622 | k3 | SC9 | 3 | Parking Lot
| SC-FX-0623 | ABC 18lbs | Fire Extinguisher | Dry Chemical | NR-425344 | SC-FXL-0623 | Stair #2 | SC9 | 3 | Parking Lot
| SC-FX-0624 | ABC 18lbs | Fire Extinguisher | Dry Chemical | NU-761158 | SC-FXL-0624 | Aisle L | SC9 | 3 | Parking Lot
| SC-FX-0625 | ABC 18lbs | Fire Extinguisher | Dry Chemical | MB-940128 | SC-FXL-0625 | Stair #1 | SC9 | 3 | Parking Lot
| SC-FX-0626 | ABC 18lbs | Fire Extinguisher | Dry Chemical | MB-947045 | SC-FXL-0626 | Aisle G | SC9 | 3 | Parking Lot
| SC-FX-0627 | ABC 18lbs | Fire Extinguisher | Dry Chemical | MV-147613 | SC-FXL-0627 | Stair #4 | SC9 | 3 | Parking Lot
| SC-FX-0628 | ABC 18lbs | Fire Extinguisher | Dry Chemical | RB-072563 | SC-FXL-0628 | Aisle I | SC9 | 3 | Parking Lot
| SC-FX-0629 | ABC 18lbs | Fire Extinguisher | Dry Chemical | FG-890859 | SC-FXL-0629 | Stair #3 | SC9 | 3 | Parking Lot
| SC-FX-0630 | ABC 18lbs | Fire Extinguisher | Dry Chemical | LU-506260 | SC-FXL-0630 | Aisle F | SC9 | 3 | Parking Lot
| SC-FX-0631 | ABC 18lbs | Fire Extinguisher | Dry Chemical | KE-969642 | SC-FXL-0632 | Stair #1 | SC9 | 2 | Parking Lot
| SC-FX-0632 | ABC 18lbs | Fire Extinguisher | Dry Chemical | HC-785021 | SC-FXL-0632 | Stair #1 | SC9 | 2 | Parking Lot
| SC-FX-0639 | ABC 18lbs | Fire Extinguisher | Dry Chemical | PC-539273 | SC-FXL-0632 | Stair #1 | SC9 | 2 | Parking Lot
| SC-FX-0633 | ABC 18lbs | Fire Extinguisher | Dry Chemical | HL-748816 | SC-FXL-0636 | Stair #3 | SC9 | 2 | Parking Lot
| SC-FX-0634 | ABC 18lbs | Fire Extinguisher | Dry Chemical | HY-195606 | SC-FXL-0636 | Stair #3 | SC9 | 2 | Parking Lot
| SC-FX-0636 | ABC 18lbs | Fire Extinguisher | Dry Chemical | HC-785863 | SC-FXL-0636 | Stair #3 | SC9 | 2 | Parking Lot
| SC-FX-0637 | ABC 18lbs | Fire Extinguisher | Dry Chemical | NV-761147 | SC-FXL-0637 | Stair #3 | SC9 | 2 | Parking Lot
| SC-FX-0638 | ABC 18lbs | Fire Extinguisher | Dry Chemical | MB-943708 | SC-FXL-0638 | Aisle E | SC9 | 2 | Parking Lot
| SC-FX-0640 | ABC 18lbs | Fire Extinguisher | Dry Chemical | MB-947054 | SC-FXL-0640 | Stair #2 | SC9 | 1 | Parking Lot
| SC-FX-0641 | ABC 18lbs | Fire Extinguisher | Dry Chemical | FU-433719 | SC-FXL-0641 | Aisle D | SC9 | 1 | Parking Lot
| SC-FX-0642 | ABC 18lbs | Fire Extinguisher | Dry Chemical | NR-431630 | SC-FXL-0641 | Aisle D | SC9 | 1 | Parking Lot
| SC-FX-0643 | ABC 18lbs | Fire Extinguisher | Dry Chemical | MB-940031 | SC-FXl-0643 | Stair #1 | SC9 | 1 | Parking Lot
| SC-FX-0644 | ABC 18lbs | Fire Extinguisher | Dry Chemical | MB-940403 | SC-FXl-0643 | Stair #1 | SC9 | 1 | Parking Lot
| SC-FX-0646 | ABC 18lbs | Fire Extinguisher | Dry Chemical | MV-114890 | SC-FXl-0643 | Stair #1 | SC9 | 1 | Parking Lot
| SC-FX-0645 | ABC 18lbs | Fire Extinguisher | Dry Chemical | MB-940534 | SC-FXL-0645 | Aisle B | SC9 | 1 | Parking
| SC-FX-0647 | ABC 18lbs | Fire Extinguisher | Dry Chemical | RH-526542 | SC-FXL-0647 | Stair A | SC9 | 1 | Parking Lot
| SC-FX-0648 | ABC 18lbs | Fire Extinguisher | Dry Chemical | NR-425356 | SC-FXL-0648 | Stair #3 | SC9 | 1 | Parking Lot
| SC-FX-0649 | ABC 18lbs | Fire Extinguisher | Dry Chemical | MB-943715 | SC-FXL-0649 | Aisle C | SC9 | 1 | Parking Lot
| SC-FX-0650 | ABC 18lbs | Fire Extinguisher | Dry Chemical | RW-753093 | SC-FXL-0649 | Aisle C | SC9 | 1 | Parking Lot
| SC-FX-0667 | ABC 18lbs | Fire Extinguisher | Dry Chemical | FW-519075 | SC-FXL-0667 | SC12 SC9 LINK | SC9 | 2 | Hallway
| SC-FX-0672 | ABC 18lbs | Fire Extinguisher | Dry Chemical | MF-647000 | SC-FXL-0667 | SC12 SC9 LINK | SC9 | 2 | Hallway
| SC-FX-0668 | ABC 18lbs | Fire Extinguisher | Dry Chemical | TE-369680 | SC-FXL-0668 | SC12 SC9 LINK | SC9 | 2 | Hallway
| SC-FX-0669 | ABC 18lbs | Fire Extinguisher | Dry Chemical | PP-705228 | SC-FXL-0669 | SC12 SC9 LINK | SC9 | 2 | Hallway
| SC-FX-0670 | ABC 10lbs | Fire Extinguisher | Dry Chemical | RK-661192 | SC-FXL-0670 | Health SVC | SC9 | 2 | SC9 Link
| SC-FX-0671 | ABC 10lbs | Fire Extinguisher | Dry Chemical | RW-760832 | SC-FXL-0671 | Health SVC | SC9 | 2 | SC9 Link
| SC-FX-0673 | ABC 18lbs | Fire Extinguisher | Dry Chemical | PC-526493 | SC-FXL-0675 | Exit | SC9 | 1 | Shipping & Receiving
| SC-FX-0675 | ABC 18lbs | Fire Extinguisher | Dry Chemical | FT-188310 | SC-FXL-0675 | Exit | SC9 | 1 | Shipping & Receiving
| SC-FX-0674 | ABC 10lbs | Fire Extinguisher | Dry Chemical | SB-611966 | SC-FXL-0674 | Elevator Mech Room | SC9 | 1 | Shipping & Receiving
| SC-FX-0676 | ABC 18lbs | Fire Extinguisher | Dry Chemical | Ed-315427 | SC-FXL-0676 | Entrance | SC9 | 1 | Shipping & Receiving
| SC-FX-1030 | ABC 20lbs | Fire Extinguisher | Dry Chemical | dy-731640 | SC-FXL-1030 | sc7 cage | SC7 Yard | 1 | Inside cage sc7 yard
| SC-FX-1059 | ABC 20lbs | Fire Extinguisher | Dry Chemical | nw-319099 | SC-FXL-1059 | sc9 ert trailer | SC9 | 1 | OUTSIDE UNDER LINK
| SC-FX-1678 | ABC 20lbs | Fire Extinguisher | Dry Chemical | mb-940535 | SC-FXL-1678 | room 113 | SC9 | 1 | In room 113
| SC-FX-2464 | ABC 20lbs | Fire Extinguisher | Dry Chemical |  | SC-FXL-2475 | Room 158 pole e7 | SC9 | 1 | Room 158 test floor
| SC-FX-0001 | ABC 10lbs | Fire Extinguisher | Dry Chemical | L-00374517 | SC-FXL-0001 | LOBBY | SC11 | 0 | LOBBY
| SC-FX-0002 | Halon 14lbs | Fire Extinguisher | Clean Agent | L-00833994 | SC-FXL-0002 | DATA CENTER | SC11 | 0 | POLE C-6
| SC-FX-0003 | Halon 14lbs | Fire Extinguisher | Clean Agent | 719014 | SC-FXL-0003 | RM 150 | SC11 | 0 | IT UPS
| SC-FX-0004 | Halon 14lbs | Fire Extinguisher | Clean Agent | A-222010 | SC-FXL-0004 | RM 150 | SC11 | 0 | IT UPS
| SC-FX-0005 | Halon 14lbs | Fire Extinguisher | Clean Agent | L-815396 | SC-FXL-0005 | DATA CENTER | SC11 | 0 | POLE C-3
| SC-FX-0006 | Halon 14lbs | Fire Extinguisher | Clean Agent | L-815363 | SC-FXL-0006 | DATA CENTER | SC11 | 0 | POLE E-6
| SC-FX-0007 | Halon 14lbs | Fire Extinguisher | Clean Agent | M-701498 | SC-FXL-0007 | NOC 105 | SC11 | 0 | POLE E-6
| SC-FX-0008 | Halon 14lbs | Fire Extinguisher | Clean Agent | D-00211848 | SC-FXL-0008 | NOC 105 | SC11 | 0 | POLE F-3
| SC-FX-0009 | Halon 14lbs | Fire Extinguisher | Clean Agent | D-093887 | SC-FXL-0010 | DATA CENTER | SC11 | 0 | 124B
| SC-FX-0010 | Halon 13lbs | Fire Extinguisher | Clean Agent | S-34121 | SC-FXL-0010 | DATA CENTER | SC11 | 0 | 124B
| SC-FX-0011 | Halon 14lbs | Fire Extinguisher | Clean Agent | U-566923 | SC-FXL-0011 | DATA CENTER | SC11 | 0 | 124A
| SC-FX-0012 | Halon 13lbs | Fire Extinguisher | Clean Agent | C-00939754 | SC-FXL-0012 | DATA CENTER | SC11 | 0 | 124A
| SC-FX-0013 | Halon 14lbs | Fire Extinguisher | Clean Agent | B-117046 | SC-FXL-0013 | DATA CENTER | SC11 | 0 | 124A
| SC-FX-0014 | Halon 13lbs | Fire Extinguisher | Clean Agent | C-00042602 | SC-FXL-0014 | 122B | SC11 | 0 | UPS
| SC-FX-0015 | Halon 14lbs | Fire Extinguisher | Clean Agent | C-00411701 | SC-FXL-0015 | 122B | SC11 | 0 | UPS
| SC-FX-0017 | Halon 14lbs | Fire Extinguisher | Clean Agent | E-00773692 | SC-FXL-0017 | DATA CENTER 106 | SC11 | 0 | POLE J-3
| SC-FX-0018 | Halon 14lbs | Fire Extinguisher | Clean Agent | M-698379 | SC-FXL-0018 | DATA CENTER 106 | SC11 | 0 | POLE H-3
| SC-FX-0019 | Halon 14lbs | Fire Extinguisher | Clean Agent | T-914975 | SC-FXL-0019 | DATA CENTER 106 | SC11 | 0 | POLE G-1
| SC-FX-0020 | Halon 14lbs | Fire Extinguisher | Clean Agent | RW-758616 | SC-FXL-0020 | DATA CENTER 106 | SC11 | 0 | POLE E-2
| SC-FX-0021 | ABC 10lbs | Fire Extinguisher | Dry Chemical | MV-116103 | SC-FXL-0021 | ELECTRICAL ROOM 136 | SC11 | 0 | ELECTRICAL ROOM 136
| SC-FX-0022 | ABC 10lbs | Fire Extinguisher | Dry Chemical | FG-893361 | SC-FXL-0022 | MECH pad | SC11 | 0 | 107C
| SC-FX-0023 | ABC 10lbs | Fire Extinguisher | Dry Chemical | MB-942979 | SC-FXL-0023 | MECH pad | SC11 | 0 | 0
| SC-FX-0024 | ABC 10lbs | Fire Extinguisher | Dry Chemical | DY-740059 | SC-FXL-0024 | MECH pad | SC11 | 0 | 0
| SC-FX-0025 | ABC 10lbs | Fire Extinguisher | Dry Chemical | PC-533606 | SC-FXL-0025 | MECH pad | SC11 | 0 | EXIT
| SC-FX-0026 | ABC 10lbs | Fire Extinguisher | Dry Chemical | PC-526464 | SC-FXL-0026 | ELECTRICAL ROOM 131 | SC11 | 0 | ENTRANCE
| SC-FX-0027 | ABC 10lbs | Fire Extinguisher | Dry Chemical | RW-750522 | SC-FXL-0027 | BAT RM | SC11 | 0 | 140
| SC-FX-0028 | ABC 10lbs | Fire Extinguisher | Dry Chemical | NR-432465 | SC-FXL-0028 | BAT RM | SC11 | 2 | 0
| SC-FX-0029 | ABC 10lbs | Fire Extinguisher | Dry Chemical | JX-339358 | SC-FXL-0029 | MAIL ROOM | SC11 | 2 | 0
| SC-FX-0030 | ABC 10lbs | Fire Extinguisher | Dry Chemical | GG-48261 | SC-FXL-0030 | RESTROOM | SC11 | 2 | 219
| SC-FX-0032 | ABC 10lbs | Fire Extinguisher | Dry Chemical | PK-785540 | SC-FXL-0032 | OUTSIDE OF 211 | SC11 | 0 | OUTSIDE OF 211
| SC-FX-0034 | ABC 10lbs | Fire Extinguisher | Dry Chemical | PX-656323 | SC-FXL-0034 | OUTSIDE 208 | SC11 | 2 | OUTSIDE 208
| SC-FX-0036 | ABC 10lbs | Fire Extinguisher | Dry Chemical | MF-656128 | SC-FXL-0036 | RR 248 | SC11 | 2 | RR 248
| SC-FX-0037 | ABC 10lbs | Fire Extinguisher | Dry Chemical | MG-346874 | SC-FXL-0037 | OUTSIDE 247 | SC11 | 2 | OUTSIDE 247
| SC-FX-0038 | ABC 10lbs | Fire Extinguisher | Dry Chemical | RW-758835 | SC-FXL-0038 | STAIR 3 | SC11 | 2 | STAIRS 3 POLE A-2
| SC-FX-0040 | ABC 10lbs | Fire Extinguisher | Dry Chemical | FU-343452 | SC-FXL-0040 | 224 OUT | SC11 | 2 | 224 OUT
| SC-FX-0041 | ABC 10lbs | Fire Extinguisher | Dry Chemical | HY-180210 | SC-FXL-0041 | 228 POLE C-6 | SC11 | 2 | 228 POLE C-6
| SC-FX-0042 | ABC 10lbs | Fire Extinguisher | Dry Chemical | NJ-633894 | SC-FXL-0042 | 231 | SC11 | 2 | 231
| SC-FX-0043 | ABC 10lbs | Fire Extinguisher | Dry Chemical | BE-698119 | SC-FXL-0043 | DATA CENTER | SC11 | 2 | DATA CENTER
| SC-FX-0044 | ABC 10lbs | Fire Extinguisher | Dry Chemical | L-815389 | SC-FXL-0044 | OUT ELEVATOR | SC11 | 3 | OUT ELEVATOR
| SC-FX-0045 | Halon 13lbs | Fire Extinguisher | Clean Agent | RW-760834 | SC-FXL-0045 | 322 | SC11 | 3 | 322
| SC-FX-0046 | ABC 10lbs | Fire Extinguisher | Dry Chemical | BJ-783799 | SC-FXL-0046 | 323 | SC11 | 3 | 323
| SC-FX-0047 | ABC 10lbs | Fire Extinguisher | Dry Chemical | BJ-782601 | SC-FXL-0047 | 325A HALLWAY | SC11 | 3 | 325A HALLWAY
| SC-FX-0048 | ABC 10lbs | Fire Extinguisher | Dry Chemical | BJ-781185 | SC-FXL-0048 | 325A | SC11 | 3 | 325A
| SC-FX-0049 | ABC 10lbs | Fire Extinguisher | Dry Chemical | BJ-782603 | SC-FXL-0049 | 333 | SC11 | 3 | 333
| SC-FX-0051 | ABC 10lbs | Fire Extinguisher | Dry Chemical | BJ-785494 | SC-FXL-0051 | POLE D-1 | SC11 | 3 | POLE D-1
| SC-FX-0052 | ABC 10lbs | Fire Extinguisher | Dry Chemical | BJ-785495 | SC-FXL-0052 | POLE G-1 | SC11 | 3 | POLE G-1
| SC-FX-0053 | ABC 10lbs | Fire Extinguisher | Dry Chemical | MF-656072 | SC-FXL-0053 | ELECTRICAL ROOM 353 | SC11 | 3 | ELECTRICAL ROOM 353
| SC-FX-0054 | ABC 10lbs | Fire Extinguisher | Dry Chemical | BJ-781184 | SC-FXL-0054 | 355 | SC11 | 3 | 355
| SC-FX-0055 | ABC 10lbs | Fire Extinguisher | Dry Chemical | RW-750505 | SC-FXL-0055 | 301 | SC11 | 3 | 301
| SC-FX-0056 | ABC 10lbs | Fire Extinguisher | Dry Chemical | BJ-781190 | SC-FXL-0056 | POLE G-9 | SC11 | 3 | POLE G-9
| SC-FX-0057 | ABC 10lbs | Fire Extinguisher | Dry Chemical | KN-694110 | SC-FXL-0057 | POLE E-7 | SC11 | 3 | POLE E-7
| SC-FX-0059 | ABC 10lbs | Fire Extinguisher | Dry Chemical | MB-943378 | SC-FXL-0061 | MAIN HALL | SC11 | 1 | MAIN HALL
| SC-FX-0060 | ABC 10lbs | Fire Extinguisher | Dry Chemical | MF-656837 | SC-FXL-0061 | MAIN HALL | SC11 | 1 | MAIN HALL
| SC-FX-0061 | ABC 10lbs | Fire Extinguisher | Dry Chemical | PK-784475 | SC-FXL-0061 | MAIN HALL | SC11 | 1 | MAIN HALL
| SC-FX-0081 | ABC 20lbs | Fire Extinguisher | Dry Chemical | MB-940144 | SC-FXL-0031 | CAFE | SC11 | 0 | CAFE
| SC-FX-0594 | ABC 18lbs | Fire Extinguisher | Dry Chemical | MB-940375 | SC-FXL-0594 | A1. 4th | SC11 | 4 | Parking
| SC-FX-0595 | ABC 18lbs | Fire Extinguisher | Dry Chemical | MB-940113 | SC-FXL-0595 | C1. 4th | SC11 | 4 | Parking
| SC-FX-0596 | ABC 18lbs | Fire Extinguisher | Dry Chemical | LW-613381 | SC-FXL-0596 | Stair #4 | SC11 | 4 | Parking
| SC-FX-0597 | ABC 18lbs | Fire Extinguisher | Dry Chemical | MB-943384 | SC-FXL-0597 | B4. 4th | SC11 | 4 | Parking
| SC-FX-2457 | ABC 20lbs | Fire Extinguisher | Dry Chemical | HC-754882 | SC-FXL-0597 | B4. 4th | SC11 | 4 | Parking
| SC-FX-0598 | ABC 18lbs | Fire Extinguisher | Dry Chemical | GG-27321 | SC-FXL-0598 | Stair #3 | SC11 | 4 | Parking
| SC-FX-0600 | ABC 18lbs | Fire Extinguisher | Dry Chemical | MG-342007 | SC-FXL-0600 | Stair 2. 4th | SC11 | 4 | Parking
| SC-FX-0601 | ABC 18lbs | Fire Extinguisher | Dry Chemical | NJ-595794 | SC-FXL-0601 | B3. 3rd | SC11 | 3 | Parking
| SC-FX-0602 | ABC 18lbs | Fire Extinguisher | Dry Chemical | MB-940097 | SC-FXL-0609 | A-2 2nd | SC11 | 2 | Parking
| SC-FX-0609 | ABC 18lbs | Fire Extinguisher | Dry Chemical | MM-774651 | SC-FXL-0609 | A-2 2nd | SC11 | 2 | Parking
| SC-FX-0610 | ABC 18lbs | Fire Extinguisher | Dry Chemical | RW-760990 | SC-FXL-0609 | A-2 2nd | SC11 | 2 | Parking
| SC-FX-0603 | ABC 18lbs | Fire Extinguisher | Dry Chemical | HF-513251 | SC-FXL-0603 | C3. 3rd | SC11 | 3 | Parking
| SC-FX-0604 | ABC 18lbs | Fire Extinguisher | Dry Chemical | HC-771254 | SC-FXL-0604 | Stair #3 3rd | SC11 | 3 | Parking
| SC-FX-0605 | ABC 18lbs | Fire Extinguisher | Dry Chemical | MM-7746 | SC-FXL-0605 | Stair #4. 3rd | SC11 | 3 | Parking
| SC-FX-0606 | ABC 18lbs | Fire Extinguisher | Dry Chemical | RB-082531 | SC-FXL-0606 | C-3 3rd | SC11 | 3 | Parking
| SC-FX-0607 | ABC 18lbs | Fire Extinguisher | Dry Chemical | HC-763287 | SC-FXL-0607 | A-3 3rd | SC11 | 3 | Parking
| SC-FX-0608 | ABC 18lbs | Fire Extinguisher | Dry Chemical | GG-48668 | SC-FXL-0608 | Stair #1 3rd | SC11 | 3 | Parking
| SC-FX-0614 | ABC 18lbs | Fire Extinguisher | Dry Chemical | MB-949972 | SC-FXL-0608 | Stair #1 3rd | SC11 | 3 | Parking
| SC-FX-0611 | ABC 18lbs | Fire Extinguisher | Dry Chemical | HC-768119 | SC-FXL-0611 | C-2 2nd | SC11 | 2 | Parking
| SC-FX-0612 | ABC 18lbs | Fire Extinguisher | Dry Chemical | MB-157813 | SC-FXL-0612 | Stair #3 2nd | SC11 | 2 | Parking
| SC-FX-0613 | ABC 18lbs | Fire Extinguisher | Dry Chemical | MB-940083 | SC-FXL-0613 | C-2 2nd | SC11 | 2 | Parking
| SC-FX-0615 | ABC 18lbs | Fire Extinguisher | Dry Chemical | KN-683875 | SC-FXL-0615 | A-1 1rst | SC11 | 1 | Parking
| SC-FX-0616 | ABC 18lbs | Fire Extinguisher | Dry Chemical | JT-911048 | SC-FXL-0616 | C-1 1rst | SC11 | 1 | Parking
| SC-FX-0617 | ABC 18lbs | Fire Extinguisher | Dry Chemical | EU-512414 | SC-FXL-0617 | Stair #4 1rst | SC11 | 1 | Parking
| SC-FX-0618 | ABC 18lbs | Fire Extinguisher | Dry Chemical | MB-928364 | SC-FXL-0617 | Stair #4 1rst | SC11 | 1 | Parking
| SC-FX-0619 | ABC 18lbs | Fire Extinguisher | Dry Chemical | RB-072546 | SC-FXL-0619 | A-1 1rst | SC11 | 1 | Parking
| SC-FX-0620 | ABC 18lbs | Fire Extinguisher | Dry Chemical | PK-784471 | SC-FXL-0620 | Stair #2 1rst | SC11 | 1 | Parking
| SC-FX-0682 | ABC 18lbs | Fire Extinguisher | Dry Chemical | JT-910784 | SC-FXL-0682 | UPS | SC11 | 1 | SC11 Yard
| SC-FX-0683 | ABC 18lbs | Fire Extinguisher | Dry Chemical | S-579041 | SC-FXL-0683 | UPS | SC11 | 1 | SC11 Yard
| SC-FX-1571 | ABC 10lbs | Fire Extinguisher | Dry Chemical | JP-680041 | SC-FXL-0050 | STAIR 3 | SC11 | 3 | STAIR 3
| SC-FX-1599 | ABC 20lbs | Fire Extinguisher | Dry Chemical | AE-195741 | SC-FXL-1599 | elevator rm 133 | SC11 | 0 | Hall
| SC-FX-1600 | ABC 15lbs | Fire Extinguisher | Dry Chemical | NJ-623330 | SC-FXL-1600 | sc11 room 211 | SC11 | 0 | 211
| SC-FX-1601 | ABC 20lbs | Fire Extinguisher | Dry Chemical | LU-505788 | SC-FXL-1601 | outside of elect rm 251 | SC11 | 0 | Hallway
| SC-FX-1602 | ABC 20lbs | Fire Extinguisher | Dry Chemical | E-913227 Halon | SC-FXL-1602 | old lobby | SC11 | 0 | ENTRANCE
| SC-FX-1603 | Halon 20lbs | Fire Extinguisher | Clean Agent | MB-949974 | SC-FXL-1603 | elevator 1A | SC11 | 0 | Data Center
| SC-FX-1604 | ABC 20lbs | Fire Extinguisher | Dry Chemical | HF-513268 | SC-FXL-1604 | Roof Top | SC11 | 0 | 0
| SC-FX-1630 | ABC 20lbs | Fire Extinguisher | Dry Chemical | MG-339286 | SC-FXL-1630 | 4 floor C garage | SC11 | 0 | Outside
| SC-FX-1640 | ABC 20lbs | Fire Extinguisher | Dry Chemical | HF-497364 | SC-FXL-1640 | Lab 218 | SC11 | 2 | Inside enterence
| SC-FX-2458 | ABC 20lbs | Fire Extinguisher | Dry Chemical | KW-082523 | SC-FXL-0062 | MAIN HALL | SC11 | 1 | MAIN HALL
| SC-FX-2477 | ABC 20lbs | Fire Extinguisher | Dry Chemical |  | SC-FXL-1605 | garage c elevator room | SC11 | 0 | 0
| SC-SSH-0162 | Safety Shower | Safety Shower |  |  | 0 | SC-FXL-2052 | 2DP3 | 1 | 0
| SC-FX-0016 | ABC 10lbs | Fire Extinguisher | Dry Chemical | MB-940020 | SC-FXL-0497 | H6 | SC12 | 2 | Open Office
| SC-FX-0031 | ABC 10lbs | Fire Extinguisher | Dry Chemical | MB-940072 | SC-FXL-0456 | Stair #3 | SC12 | 3 | Open Office
| SC-FX-0035 | ABC 10lbs | Fire Extinguisher | Dry Chemical | RW-760831 | SC-FXL-0490 | Room 206 Elec. | SC12 | 2 | Open Office
| SC-FX-0058 | ABC 10lbs | Fire Extinguisher | Dry Chemical | HL-363836 | SC-FXL-0543 | 105B | SC12 | 1 | Open Office
| SC-FX-0227 | ABC 18lbs | Fire Extinguisher | Dry Chemical | JM-206236 | SC-FXL-0494 | F10 | SC12 | 2 | Open Office
| SC-FX-0495 | ABC 18lbs | Fire Extinguisher | Dry Chemical | MB-943740 | SC-FXL-0494 | F10 | SC12 | 2 | Open Office
| SC-FX-0353 | ABC 18lbs | Fire Extinguisher | Dry Chemical |  | SC-FXL-0353 | Pent. Elec. | SC12 | PENTHOUSE | ROOM 703
| SC-FX-0355 | ABC 18lbs | Fire Extinguisher | Dry Chemical | NR-435515 | SC-FXL-0355 | Electric Room | SC12 | PENTHOUSE | ROOM 703
| SC-FX-0356 | ABC 18lbs | Fire Extinguisher | Dry Chemical | RW-758694 | SC-FXL-0356 | Room 706 - BCR | SC12 | PENTHOUSE | 0
| SC-FX-0358 | ABC 18lbs | Fire Extinguisher | Dry Chemical | NR-432280 | SC-FXL-0358 | Elev. Rm. | SC12 | PENTHOUSE | 0
| SC-FX-0359 | ABC 18lbs | Fire Extinguisher | Dry Chemical | PC-526466 | SC-FXL-0359 | Freight Elev. | SC12 | PENTHOUSE | 0
| SC-FX-0360 | ABC 18lbs | Fire Extinguisher | Dry Chemical | NR-431616 | SC-FXL-0360 | Room 661B | SC12 | 6 | 0
| SC-FX-0361 | ABC 18lbs | Fire Extinguisher | Dry Chemical | MB-950962 | SC-FXL-0361 | Room 664 | SC12 | 6 | 0
| SC-FX-0363 | ABC 18lbs | Fire Extinguisher | Dry Chemical | MB-943488 | SC-FXL-0363 | Room 664 | SC12 | 6 | 0
| SC-FX-0449 | ABC 18lbs | Fire Extinguisher | Dry Chemical | NU-761186 | SC-FXL-0363 | Room 664 | SC12 | 6 | 0
| SC-FX-0501 | ABC 18lbs | Fire Extinguisher | Dry Chemical | NU-761164 | SC-FXL-0363 | Room 664 | SC12 | 6 | 0
| SC-FX-0364 | ABC 18lbs | Fire Extinguisher | Dry Chemical | MB-940420 | SC-FXL-0364 | Room 663 | SC12 | 6 | 0
| SC-FX-0365 | ABC 18lbs | Fire Extinguisher | Dry Chemical | MV-147608 | SC-FXL-0365 | Room 660 | SC12 | 6 | 0
| SC-FX-0366 | ABC 18lbs | Fire Extinguisher | Dry Chemical | MR-793671 | SC-FXL-0366 | Room 660 - Hall | SC12 | 6 | 0
| SC-FX-0367 | ABC 18lbs | Fire Extinguisher | Dry Chemical | MB-943471 | SC-FXL-0367 | Room 659 | SC12 | 6 | 0
| SC-FX-0369 | ABC 18lbs | Fire Extinguisher | Dry Chemical | MB-94???0 | SC-FXL-0369 | Room 657 | SC12 | 6 | 0
| SC-FX-0370 | ABC 18lbs | Fire Extinguisher | Dry Chemical | NJ-592463 | SC-FXL-0371 | Room 656 | SC12 | 6 | 0
| SC-FX-0450 | ABC 18lbs | Fire Extinguisher | Dry Chemical | PC-526439 | SC-FXL-0371 | Room 656 | SC12 | 6 | 0
| SC-FX-0373 | ABC 18lbs | Fire Extinguisher | Dry Chemical | MF-651147 | SC-FXL-0373 | Room 661A | SC12 | 6 | 0
| SC-FX-0374 | ABC 18lbs | Fire Extinguisher | Dry Chemical | MF-649361 | SC-FXL-0374 | Room 655 | SC12 | 6 | 0
| SC-FX-0375 | ABC 18lbs | Fire Extinguisher | Dry Chemical | MB-940023 | SC-FXL-0375 | Room 655 - Hall | SC12 | 6 | 0
| SC-FX-0378 | ABC 18lbs | Fire Extinguisher | Dry Chemical | MB-944000 | SC-FXL-0378 | Room 652 | SC12 | 6 | 0
| SC-FX-0380 | ABC 18lbs | Fire Extinguisher | Dry Chemical | MB-943371 | SC-FXL-0380 | Stair #3 | SC12 | 6 | 0
| SC-FX-0381 | ABC 18lbs | Fire Extinguisher | Dry Chemical | MB-940505 | SC-FXL-0381 | Room 6B - SCR | SC12 | 6 | 0
| SC-FX-0382 | ABC 18lbs | Fire Extinguisher | Dry Chemical | PK-784484 | SC-FXL-0382 | Vending Room | SC12 | 6 | Vending/Hall
| SC-FX-0383 | ABC 18lbs | Fire Extinguisher | Dry Chemical | MB-943718 | SC-FXL-0383 | 6M2 | SC12 | 6 | 0
| SC-FX-0386 | ABC 18lbs | Fire Extinguisher | Dry Chemical | MB-943960 | SC-FXL-2035 | E10 | SC12 | 6 | 0
| SC-FX-0389 | ABC 18lbs | Fire Extinguisher | Dry Chemical | MB-949161 | SC-FXL-2026 | H2 | SC12 | 6 | 0
| SC-FX-0390 | ABC 18lbs | Fire Extinguisher | Dry Chemical | MB-943397 | SC-FXL-2031 | F6 | SC12 | 6 | 0
| SC-FX-0391 | ABC 18lbs | Fire Extinguisher | Dry Chemical | GB-677077 | SC-FXL-2030 | H6 | SC12 | 6 | 0
| SC-FX-0393 | ABC 18lbs | Fire Extinguisher | Dry Chemical | JP-686134 | SC-FXL-2029 | K6 | SC12 | 6 | 0
| SC-FX-0394 | ABC 18lbs | Fire Extinguisher | Dry Chemical | FW-535333 | SC-FXL-2024 | M2 | SC12 | 6 | 0
| SC-FX-0396 | ABC 18lbs | Fire Extinguisher | Dry Chemical | MB-943370 | SC-FXL-0396 | K1 | SC12 | 6 | 0
| SC-FX-0397 | ABC 18lbs | Fire Extinguisher | Dry Chemical | MB-943463 | SC-FXL-0397 | SCR 6A | SC12 | 6 | Open Office
| SC-FX-0398 | ABC 18lbs | Fire Extinguisher | Dry Chemical | SB-607462 | SC-FXL-0398 | 6M1 | SC12 | 6 | Open Office
| SC-FX-0399 | ABC 18lbs | Fire Extinguisher | Dry Chemical | MB-940142 | SC-FXL-2025 | K1 | SC12 | 6 | Open Office
| SC-FX-0401 | ABC 18lbs | Fire Extinguisher | Dry Chemical | MB-943402 | SC-FXL-0401 | Outside RM. 520 | SC12 | 5 | Open Office
| SC-FX-0403 | ABC 18lbs | Fire Extinguisher | Dry Chemical | PC-533561 | SC-FXL-0403 | D10 | SC12 | 5 | Open Office
| SC-FX-0404 | ABC 18lbs | Fire Extinguisher | Dry Chemical | NU-761141 | SC-FXL-0400 | Room 635 - Hall | SC12 | 6 | Open Office
| SC-FX-0405 | ABC 18lbs | Fire Extinguisher | Dry Chemical | MR-796727 | SC-FXL-0405 | B8 | SC12 | 5 | Open Office
| SC-FX-0407 | ABC 18lbs | Fire Extinguisher | Dry Chemical | NU-761170 | SC-FXL-2033 | F10 | SC12 | 6 | 0
| SC-FX-0408 | ABC 18lbs | Fire Extinguisher | Dry Chemical | DD-431414 | SC-FXL-0408 | Stair #3 | SC12 | 5 | Open Office
| SC-FX-0409 | ABC 18lbs | Fire Extinguisher | Dry Chemical | MB-943460 | SC-FXL-0409 | SCR.5B Rm. 518 | SC12 | 5 | Open Office
| SC-FX-0410 | ABC 18lbs | Fire Extinguisher | Dry Chemical | MF-651160 | SC-FXL-0410 | B2 | SC12 | 5 | Open Office
| SC-FX-0411 | ABC 18lbs | Fire Extinguisher | Dry Chemical | MB-948761 | SC-FXL-0411 | D3 | SC12 | 5 | Open Office
| SC-FX-0414 | ABC 18lbs | Fire Extinguisher | Dry Chemical | MB-940522 | SC-FXL-0414 | F2 | SC12 | 5 | Open Office
| SC-FX-0415 | ABC 18lbs | Fire Extinguisher | Dry Chemical | MB-940055 | SC-FXL-0415 | 5M1 | SC12 | 5 | Open Office
| SC-FX-0417 | ABC 18lbs | Fire Extinguisher | Dry Chemical | JX-319782 | SC-FXL-0417 | SCR 5A | SC12 | 5 | Open Office
| SC-FX-0418 | ABC 18lbs | Fire Extinguisher | Dry Chemical | MV-135989 | SC-FXL-0418 | Freight | SC12 | 5 | Open Office
| SC-FX-0419 | ABC 18lbs | Fire Extinguisher | Dry Chemical | PC-526494 | SC-FXL-0376 | Room 654 | SC12 | 6 | 0
| SC-FX-0422 | ABC 18lbs | Fire Extinguisher | Dry Chemical | LU-506265 | SC-FXL-0422 | M6 | SC12 | 5 | Open Office
| SC-FX-0424 | ABC 18lbs | Fire Extinguisher | Dry Chemical | MB-943745 | SC-FXL-0424 | H6 | SC12 | 5 | Open Office
| SC-FX-0425 | ABC 18lbs | Fire Extinguisher | Dry Chemical | MB-948759 | SC-FXL-0425 | F6 | SC12 | 5 | Open Office
| SC-FX-0426 | ABC 18lbs | Fire Extinguisher | Dry Chemical | MB-94002 | SC-FXL-0384 | Elec. Rm. 606 | SC12 | 6 | 0
| SC-FX-0427 | ABC 18lbs | Fire Extinguisher | Dry Chemical | MB-940507 | SC-FXL-0427 | F10 | SC12 | 5 | Open Office
| SC-FX-0428 | ABC 18lbs | Fire Extinguisher | Dry Chemical | MB-94008 | SC-FXL-0372 | Room 656 - Hall | SC12 | 6 | 0
| SC-FX-0431 | ABC 18lbs | Fire Extinguisher | Dry Chemical | MB-950467 | SC-FXL-0431 | B10 | SC12 | 4 | Open Office
| SC-FX-0432 | ABC 18lbs | Fire Extinguisher | Dry Chemical | RW-758586 | SC-FXL-0432 | B8 | SC12 | 4 | Open Office
| SC-FX-0433 | ABC 18lbs | Fire Extinguisher | Dry Chemical | MF-651146 | SC-FXL-0433 | B6 | SC12 | 4 | Open Office
| SC-FX-0434 | ABC 18lbs | Fire Extinguisher | Dry Chemical | MV-151134 | SC-FXL-0434 | B4 | SC12 | 4 | Open Office
| SC-FX-0435 | ABC 18lbs | Fire Extinguisher | Dry Chemical | MB-943717 | SC-FXL-0379 | Room 652 | SC12 | 6 | 0
| SC-FX-0436 | ABC 18lbs | Fire Extinguisher | Dry Chemical | MB-940010 | SC-FXL-0439 | F2 | SC12 | 4 | Open Office
| SC-FX-0439 | ABC 18lbs | Fire Extinguisher | Dry Chemical | NR-425360 | SC-FXL-0439 | F2 | SC12 | 4 | Open Office
| SC-FX-0500 | ABC 18lbs | Fire Extinguisher | Dry Chemical | PC-526426 | SC-FXL-0439 | F2 | SC12 | 4 | Open Office
| SC-FX-0438 | ABC 18lbs | Fire Extinguisher | Dry Chemical | MB-943973 | SC-FXL-0354 | Electric Room | SC12 | PENTHOUSE | ROOM 703
| SC-FX-0440 | ABC 18lbs | Fire Extinguisher | Dry Chemical | MM-779702 | SC-FXL-0442 | SCR. 4A | SC12 | 4 | Open Office
| SC-FX-0442 | ABC 18lbs | Fire Extinguisher | Dry Chemical | PK-799415 | SC-FXL-0442 | SCR. 4A | SC12 | 4 | Open Office
| SC-FX-0441 | ABC 18lbs | Fire Extinguisher | Dry Chemical | MR-794647 | SC-FXL-0416 | H2 | SC12 | 5 | Open Office
| SC-FX-0443 | ABC 18lbs | Fire Extinguisher | Dry Chemical | NR-425385 | SC-FXL-0446 | M4 | SC12 | 4 | Open Office
| SC-FX-0456 | ABC 18lbs | Fire Extinguisher | Dry Chemical | MV-151153 | SC-FXL-0446 | M4 | SC12 | 4 | Open Office
| SC-FX-0514 | ABC 18lbs | Fire Extinguisher | Dry Chemical | LU-505771 | SC-FXL-0446 | M4 | SC12 | 4 | Open Office
| SC-FX-0446 | ABC 18lbs | Fire Extinguisher | Dry Chemical | MB-943372 | SC-FXL-0368 | Room 658 | SC12 | 6 | 0
| SC-FX-0448 | ABC 18lbs | Fire Extinguisher | Dry Chemical | NU-761128 | SC-FXL-0448 | K6 | SC12 | 4 | Open Office
| SC-FX-0534 | ABC 18lbs | Fire Extinguisher | Dry Chemical | MB-950447 | SC-FXL-0448 | K6 | SC12 | 4 | Open Office
| SC-FX-0451 | ABC 18lbs | Fire Extinguisher | Dry Chemical | MB-943702 | SC-FXL-0451 | Stair #3 | SC12 | 4 | Open Office
| SC-FX-0452 | ABC 18lbs | Fire Extinguisher | Dry Chemical | PC-533714 | SC-FXL-0452 | SCR 4B | SC12 | 4 | Open Office
| SC-FX-0454 | ABC 18lbs | Fire Extinguisher | Dry Chemical | NJ-597120 | SC-FXL-0453 | F8 | SC12 | 4 | Open Office
| SC-FX-0532 | ABC 20lbs | Fire Extinguisher | Dry Chemical | MB-940386 | SC-FXL-0453 | F8 | SC12 | 4 | Open Office
| SC-FX-0455 | ABC 18lbs | Fire Extinguisher | Dry Chemical | MM-779700 | SC-FXL-0455 | 3M2 | SC12 | 3 | Open Office
| SC-FX-0469 | ABC 18lbs | Fire Extinguisher | Dry Chemical | MB-940141 | SC-FXL-0455 | 3M2 | SC12 | 3 | Open Office
| SC-FX-0458 | ABC 18lbs | Fire Extinguisher | Dry Chemical | PC-526497 | SC-FXL-0458 | MSL LAB | SC12 | 3 | Open Office
| SC-FX-0461 | ABC 18lbs | Fire Extinguisher | Dry Chemical | JJ-05474 | SC-FXL-0461 | Lab 361 | SC12 | 3 | Open Office
| SC-FX-0462 | ABC 18lbs | Fire Extinguisher | Dry Chemical | KC-413950 | SC-FXL-0462 | 361 Hallway | SC12 | 3 | Open Office
| SC-FX-0463 | ABC 18lbs | Fire Extinguisher | Dry Chemical | MF-651088 | SC-FXL-0463 | Lab 360 | SC12 | 3 | Open Office
| SC-FX-0464 | ABC 18lbs | Fire Extinguisher | Dry Chemical | NR-435547 | SC-FXL-0464 | Lab 359 | SC12 | 3 | SC12
| SC-FX-0465 | ABC 18lbs | Fire Extinguisher | Dry Chemical | MB-940362 | SC-FXL-0465 | Lab 359 | SC12 | 3 | Open Office
| SC-FX-0466 | ABC 18lbs | Fire Extinguisher | Dry Chemical | LU-505790 | SC-FXL-0466 | Room 354 | SC12 | 3 | Open Office
| SC-FX-0467 | ABC 18lbs | Fire Extinguisher | Dry Chemical | MB-950455 | SC-FXL-0467 | Room 353 | SC12 | 3 | Open Office
| SC-FX-0468 | ABC 18lbs | Fire Extinguisher | Dry Chemical | MB-943972 | SC-FXL-0468 | MSL Hallway | SC12 | 3 | Open Office
| SC-FX-0470 | ABC 18lbs | Fire Extinguisher | Dry Chemical | KN-690168 | SC-FXL-0470 | B8 | SC12 | 3 | Open Office
| SC-FX-0471 | ABC 18lbs | Fire Extinguisher | Dry Chemical | MB-940051 | SC-FXL-0471 | B10 | SC12 | 3 | Open Office
| SC-FX-0472 | ABC 18lbs | Fire Extinguisher | Dry Chemical | MB-940088 | SC-FXL-0475 | F6 | SC12 | 3 | Open Office
| SC-FX-0475 | ABC 18lbs | Fire Extinguisher | Dry Chemical | MB-943393 | SC-FXL-0475 | F6 | SC12 | 3 | Open Office
| SC-FX-0473 | ABC 18lbs | Fire Extinguisher | Dry Chemical | MB-940125 | SC-FXL-0473 | F10 | SC12 | 3 | Open Office
| SC-FX-0474 | ABC 18lbs | Fire Extinguisher | Dry Chemical | EU-516084 | SC-FXL-0472 | D10 | SC12 | 3 | Open Office
| SC-FX-0476 | ABC 18lbs | Fire Extinguisher | Dry Chemical | MB-943989 | SC-FXL-0476 | H6 | SC12 | 3 | Open Office
| SC-FX-0477 | ABC 18lbs | Fire Extinguisher | Dry Chemical | MB-940014 | SC-FXL-0477 | K6 | SC12 | 3 | Open Office
| SC-FX-0478 | ABC 18lbs | Fire Extinguisher | Dry Chemical | MB-947041 | SC-FXL-0478 | M6 | SC12 | 3 | Open Office
| SC-FX-0479 | ABC 18lbs | Fire Extinguisher | Dry Chemical | MF-651155 | SC-FXL-0479 | M4 | SC12 | 3 | Open Office
| SC-FX-0480 | ABC 18lbs | Fire Extinguisher | Dry Chemical | MB-940504 | SC-FXL-0480 | M2 | SC12 | 3 | Open Office
| SC-FX-0481 | ABC 18lbs | Fire Extinguisher | Dry Chemical | FW-522617 | SC-FXL-0481 | K2 | SC12 | 3 | Open Office
| SC-FX-0482 | ABC 18lbs | Fire Extinguisher | Dry Chemical | MB-940068 | SC-FXL-0482 | Freight Elev. Hall | SC12 | 3 | Open Office
| SC-FX-0483 | ABC 18lbs | Fire Extinguisher | Dry Chemical | RB-065160 | SC-FXL-0483 | SCR 3A | SC12 | 3 | Open Office
| SC-FX-0484 | ABC 18lbs | Fire Extinguisher | Dry Chemical | NR-428828 | SC-FXL-0484 | 3M1 | SC12 | 3 | Open Office
| SC-FX-0485 | ABC 18lbs | Fire Extinguisher | Dry Chemical | MB-940138 | SC-FXL-0420 | M2 | SC12 | 5 | Open Office
| SC-FX-0486 | ABC 18lbs | Fire Extinguisher | Dry Chemical | NR-428834 | SC-FXL-0486 | F2 | SC12 | 3 | Open Office
| SC-FX-0488 | ABC 18lbs | Fire Extinguisher | Dry Chemical | MB-940140 | SC-FXL-2028 | M6 | SC12 | 6 | 0
| SC-FX-0489 | ABC 18lbs | Fire Extinguisher | Dry Chemical | KR-012520 | SC-FXL-0489 | 2M2 | SC12 | 2 | Open Office
| SC-FX-0492 | ABC 18lbs | Fire Extinguisher | Dry Chemical | MB-943411 | SC-FXL-0492 | B10 | SC12 | 2 | Open Office
| SC-FX-0494 | ABC 18lbs | Fire Extinguisher | Dry Chemical | JZ-980005 | SC-FXL-0492 | B10 | SC12 | 2 | Open Office
| SC-FX-0496 | ABC 18lbs | Fire Extinguisher | Dry Chemical | NJ-595725 | SC-FXL-0496 | F6 | SC12 | 2 | Open Office
| SC-FX-0498 | ABC 20lbs | Fire Extinguisher | Dry Chemical | HC-771258 | SC-FXL-0485 | H2 | SC12 | 3 | Open Office
| SC-FX-0502 | ABC 18lbs | Fire Extinguisher | Dry Chemical | MF-649360 | SC-FXL-0502 | Freight Hall | SC12 | 2 | Open Office
| SC-FX-0503 | ABC 18lbs | Fire Extinguisher | Dry Chemical | HF-515355 | SC-FXL-0503 | Room 243 SCR 2A | SC12 | 2 | Open Office
| SC-FX-0504 | ABC 18lbs | Fire Extinguisher | Dry Chemical | RH-530832 | SC-FXL-0504 | 2M1 | SC12 | 2 | Open Office
| SC-FX-0505 | ABC 18lbs | Fire Extinguisher | Dry Chemical | FD-670614 | SC-FXL-0504 | 2M1 | SC12 | 2 | Open Office
| SC-FX-0507 | ABC 18lbs | Fire Extinguisher | Dry Chemical | NR-432248 | SC-FXL-0507 | LAB 269 | SC12 | 2 | Open Office
| SC-FX-0508 | ABC 18lbs | Fire Extinguisher | Dry Chemical | PK-796592 | SC-FXL-0508 | Lab 268 | SC12 | 2 | Open Office
| SC-FX-0509 | ABC 18lbs | Fire Extinguisher | Dry Chemical | NR-431518 | SC-FXL-0508 | Lab 268 | SC12 | 2 | Open Office
| SC-FX-0510 | ABC 18lbs | Fire Extinguisher | Dry Chemical | NR-435567 | SC-FXL-0510 | Lab 266 | SC12 | 2 | Open Office
| SC-FX-0511 | ABC 18lbs | Fire Extinguisher | Dry Chemical | MB-943977 | SC-FXL-0511 | Lab 265 | SC12 | 2 | Open Office
| SC-FX-0512 | ABC 18lbs | Fire Extinguisher | Dry Chemical | MB-943999 | SC-FXL-0511 | Lab 265 | SC12 | 2 | Open Office
| SC-FX-0513 | ABC 18lbs | Fire Extinguisher | Dry Chemical | FR-924592 | SC-FXL-0511 | Lab 265 | SC12 | 2 | Open Office
| SC-FX-0515 | ABC 18lbs | Fire Extinguisher | Dry Chemical | KN-688935 | SC-FXL-0515 | Lab 262 D2 | SC12 | 2 | Open Office
| SC-FX-0516 | ABC 18lbs | Fire Extinguisher | Dry Chemical | MB-943946 | SC-FXL-0516 | Lab 262 B2 | SC12 | 2 | Open Office
| SC-FX-0517 | ABC 18lbs | Fire Extinguisher | Dry Chemical | NU-761165 | SC-FXL-0517 | Outside Lab 261 | SC12 | 2 | Open Office
| SC-FX-0520 | ABC 18lbs | Fire Extinguisher | Dry Chemical | MM-779687 | SC-FXL-0488 | D2 | SC12 | 3 | Open Office
| SC-FX-0523 | ABC 18lbs | Fire Extinguisher | Dry Chemical | FJ-364157 | SC-FXL-0522 | Stair #3 | SC12 | 2 | Open Office
| SC-FX-2462 | ABC 20lbs | Fire Extinguisher | Dry Chemical | MF-649371 | SC-FXL-0522 | Stair #3 | SC12 | 2 | Open Office
| SC-FX-0524 | ABC 18lbs | Fire Extinguisher | Dry Chemical | JA-071342 | SC-FXL-0524 | 105A B-10 | SC12 | 1 | Open Office
| SC-FX-0527 | ABC 18lbs | Fire Extinguisher | Dry Chemical | MB-949165 | SC-FXL-0527 | Stair #2 | SC12 | 1 | Open Office
| SC-FX-0528 | ABC 18lbs | Fire Extinguisher | Dry Chemical | MB-943779 | SC-FXL-0528 | Room 100 F-7 | SC12 | 1 | Open Office
| SC-FX-0529 | ABC 18lbs | Fire Extinguisher | Dry Chemical | NR-425372 | SC-FXL-0529 | Room 100 F-9 | SC12 | 1 | Open Office
| SC-FX-0530 | ABC 18lbs | Fire Extinguisher | Dry Chemical | PK-785530 | SC-FXL-0428 | 4M2 | SC12 | 4 | Open Office
| SC-FX-0531 | ABC 18lbs | Fire Extinguisher | Dry Chemical | JT-919107 | SC-FXL-0531 | Lab 105 C-8 | SC12 | 1 | Open Office
| SC-FX-0533 | ABC 18lbs | Fire Extinguisher | Dry Chemical | KC-412889 | SC-FXL-0533 | Lab 105 Exit | SC12 | 1 | Open Office
| SC-FX-0535 | ABC 18lbs | Fire Extinguisher | Dry Chemical | MB-934108 | SC-FXL-0535 | SCR 1B Room 111 | SC12 | 1 | Open Office
| SC-FX-0536 | ABC 18lbs | Fire Extinguisher | Dry Chemical | MB-949154 | SC-FXL-0556 | Room 148B Hallway | SC12 | 1 | Open Office
| SC-FX-0556 | ABC 18lbs | Fire Extinguisher | Dry Chemical | JP-687711 | SC-FXL-0556 | Room 148B Hallway | SC12 | 1 | Open Office
| SC-FX-0538 | ABC 18lbs | Fire Extinguisher | Dry Chemical | YD-94099 | SC-FXL-0538 | SCR 1A Room 161 | SC12 | 1 | Open Office
| SC-FX-0539 | ABC 18lbs | Fire Extinguisher | Dry Chemical | MB-943368 | SC-FXL-0539 | Room 148 | SC12 | 1 | Open Office
| SC-FX-0540 | ABC 18lbs | Fire Extinguisher | Dry Chemical | MB-940148 | SC-FXL-0540 | Lab 140 N-3 | SC12 | 1 | Open Office
| SC-FX-0541 | ABC 18lbs | Fire Extinguisher | Dry Chemical | NJ-633901 | SC-FXL-0541 | Lab 140 N-2 | SC12 | 1 | Open Office
| SC-FX-0543 | ABC 18lbs | Fire Extinguisher | Dry Chemical | MB-943499 | SC-FXL-0406 | B6 | SC12 | 5 | Open Office
| SC-FX-0544 | ABC 18lbs | Fire Extinguisher | Dry Chemical | MB-943963 | SC-FXL-0544 | 105C | SC12 | 1 | Open Office
| SC-FX-0545 | ABC 18lbs | Fire Extinguisher | Dry Chemical | MF-649380 | SC-FXL-0545 | 105D | SC12 | 1 | Open Office
| SC-FX-0546 | ABC 18lbs | Fire Extinguisher | Dry Chemical | MB-940047 | SC-FXL-0546 | 105E | SC12 | 1 | Open Office
| SC-FX-0548 | ABC 18lbs | Fire Extinguisher | Dry Chemical | MF-651154 | SC-FXL-0548 | Cafe Tray Drop | SC12 | 1 | Open Office
| SC-FX-0549 | ABC 18lbs | Fire Extinguisher | Dry Chemical | PC-526440 | SC-FXL-0549 | Cafe C-4 | SC12 | 1 | Open Office
| SC-FX-0550 | ABC 18lbs | Fire Extinguisher | Dry Chemical | MB-940531 | SC-FXL-0550 | Cafe Exit | SC12 | 1 | Open Office
| SC-FX-0552 | ABC 18lbs | Fire Extinguisher | Dry Chemical | PK-796571 | SC-FXL-0552 | Cafe B-1 | SC12 | 1 | Open Office
| SC-FX-0553 | ABC 18lbs | Fire Extinguisher | Dry Chemical | MB-943703 | SC-FXL-0487 | F3 Hall | SC12 | 3 | Open Office
| SC-FX-0555 | ABC 18lbs | Fire Extinguisher | Dry Chemical | MB-940026 | SC-FXL-0555 | Room 148B Hallway | SC12 | 1 | Open Office
| SC-FX-0557 | ABC 18lbs | Fire Extinguisher | Dry Chemical | NW-341294 | SC-FXL-0557 | Ship/Rec | SC12 | 1 | Open Office
| SC-FX-0558 | ABC 18lbs | Fire Extinguisher | Dry Chemical | MG-339466 | SC-FXL-0558 | Room 165A E-5 | SC12 | 1 | Open Office
| SC-FX-0559 | ABC 18lbs | Fire Extinguisher | Dry Chemical | WL-694246 | SC-FXL-0559 | Room 175 Hallway | SC12 | 1 | Open Office
| SC-FX-0560 | ABC 18lbs | Fire Extinguisher | Dry Chemical |  | SC-FXL-0560 | Stair #2 | SC12 | 4 | Garage D
| SC-FX-0561 | ABC 10lbs | Test-FX-Annual |  | SL-267295 | SC-FXL-0561 | parking structure | SC12 | 4 | Parking structure
| SC-FX-0562 | ABC 18lbs | Fire Extinguisher | Dry Chemical | NR-431521 | SC-FXL-0563 | Middle | SC12 | 4 | Garage D
| SC-FX-0563 | ABC 18lbs | Fire Extinguisher | Dry Chemical | KS-609607 | SC-FXL-0563 | Middle | SC12 | 4 | Garage D
| SC-FX-0565 | ABC 18lbs | Fire Extinguisher | Dry Chemical | MR-794617 | SC-FXL-0565 | A-4 | SC12 | 4 | Garage D
| SC-FX-0567 | ABC 18lbs | Fire Extinguisher | Dry Chemical | MB-940391 | SC-FXL-0567 | B-4 | SC12 | 4 | Garage D
| SC-FX-0568 | ABC 18lbs | Fire Extinguisher | Dry Chemical | PK-774801 | SC-FXL-0568 | D-3 | SC12 | 3 | Garage D
| SC-FX-0569 | ABC 18lbs | Fire Extinguisher | Dry Chemical | MB-949168 | SC-FXL-0569 | Stair #3 | SC12 | 3 | Garage D
| SC-FX-0570 | ABC 18lbs | Fire Extinguisher | Dry Chemical | NJ-620116 | SC-FXL-0570 | E-3 | SC12 | 3 | Garage D
| SC-FX-0571 | ABC 18lbs | Fire Extinguisher | Dry Chemical | PK-778232 | SC-FXL-0571 | Stair #2 | SC12 | 3 | Garage D
| SC-FX-0572 | ABC 18lbs | Fire Extinguisher | Dry Chemical | FM-667924 | SC-FXL-0572 | B-3 | SC12 | 3 | Garage D
| SC-FX-0573 | ABC 18lbs | Fire Extinguisher | Dry Chemical | NR-425373 | SC-FXL-0573 | Stair #1 | SC12 | 3 | Garage D
| SC-FX-0574 | ABC 18lbs | Fire Extinguisher | Dry Chemical | MV-113691 | SC-FXL-0574 | A-3 | SC12 | 3 | Garage D
| SC-FX-0575 | ABC 18lbs | Fire Extinguisher | Dry Chemical | EU-512614 | SC-FXL-0575 | Stair #4 | SC12 | 3 | Garage D
| SC-FX-0576 | ABC 18lbs | Fire Extinguisher | Dry Chemical | RH-526510 | SC-FXL-0576 | Stair #1 | SC12 | 3 | Garage D
| SC-FX-0577 | ABC 18lbs | Fire Extinguisher | Dry Chemical | RW-758812 | SC-FXL-0577 | B-2 | SC12 | 2 | Garage D
| SC-FX-0578 | ABC 18lbs | Fire Extinguisher | Dry Chemical | KR-012515 | SC-FXL-0578 | A-2 | SC12 | 2 | Garage D
| SC-FX-0579 | ABC 18lbs | Fire Extinguisher | Dry Chemical | PK-774821 | SC-FXL-0579 | Stair #4 | SC12 | 2 | Garage D
| SC-FX-0580 | ABC 18lbs | Fire Extinguisher | Dry Chemical | NW-312437 | SC-FXL-0580 | D2 | SC12 | 2 | Garage D
| SC-FX-0581 | ABC 18lbs | Fire Extinguisher | Dry Chemical | PK-778210 | SC-FXL-0581 | Stair #3 | SC12 | 2 | Garage D
| SC-FX-0582 | ABC 18lbs | Fire Extinguisher | Dry Chemical | DW-319027 | SC-FXL-0582 | E-2 | SC12 | 2 | Garage D
| SC-FX-0583 | ABC 18lbs | Fire Extinguisher | Dry Chemical | SB-609812 | SC-FXL-0583 | Stair #2 | SC12 | 2 | Garage D
| SC-FX-0584 | ABC 18lbs | Fire Extinguisher | Dry Chemical | MB-940153 | SC-FXL-0584 | D-1 | SC12 | 2 | Garage D
| SC-FX-0585 | ABC 18lbs | Fire Extinguisher | Dry Chemical | PK-774857 | SC-FXL-0585 | Stair #3 | SC12 | 2 | Garage D
| SC-FX-0586 | ABC 18lbs | Fire Extinguisher | Dry Chemical | SB-609255 | SC-FXL-0586 | E-1 | SC12 | 1 | Garage D
| SC-FX-0587 | ABC 18lbs | Fire Extinguisher | Dry Chemical | HF-513281 | SC-FXL-0587 | Stair #2 | SC12 | 1 | Garage D
| SC-FX-0590 | ABC 18lbs | Fire Extinguisher | Dry Chemical | MB-940011 | SC-FXL-0590 | A-1 | SC12 | 1 | Garage D
| SC-FX-0591 | ABC 18lbs | Fire Extinguisher | Dry Chemical | 943476 | SC-FXL-0591 | Stair #4 | SC12 | 1 | Garage D
| SC-FX-0592 | ABC 18lbs | Fire Extinguisher | Dry Chemical | RW-761869 | SC-FXL-0592 | B Below Level | SC12 | 1 | Garage D
| SC-FX-0593 | ABC 18lbs | Fire Extinguisher | Dry Chemical | MB-940091 | SC-FXL-0593 | Stair #1 Below | SC12 | 1 | Garage D
| SC-FX-0655 | ABC 18lbs | Fire Extinguisher | Dry Chemical | NJ-613973 | SC-FXL-0655 | Kitchen | SC12 | 1 | 0
| SC-FX-0656 | ABC 20lbs | Fire Extinguisher | Dry Chemical | AA-832416 | SC-FXL-2027 | M4 | SC12 | 6 | 0
| SC-FX-0657 | Halon 20lbs | Fire Extinguisher | Clean Agent |  | SC-FXL-0657 | Kitchen | SC12 | 1 | 0
| SC-FX-0658 | ABC 18lbs | Fire Extinguisher | Dry Chemical | AA-825595 | SC-FXL-0423 | K6 | SC12 | 5 | Open Office
| SC-FX-0659 | Halon 20lbs | Fire Extinguisher | Clean Agent | NU-761160 | SC-FXL-0659 | Grill | SC12 | 1 | Kitchen
| SC-FX-0661 | ABC 20lbs | Fire Extinguisher | Dry Chemical | MB-940046 | SC-FXL-0404 | B10 | SC12 | 5 | Open Office
| SC-FX-0662 | ABC 18lbs | Fire Extinguisher | Dry Chemical | nu-761171 | SC-FXL-0662 | Cafe Entrance | SC12 | 1 | Cafe
| SC-FX-0663 | ABC 20lbs | Fire Extinguisher | Dry Chemical | GG-35829 | SC-FXL-0435 | B2 | SC12 | 4 | Open Office
| SC-FX-0664 | ABC 18lbs | Fire Extinguisher | Dry Chemical | JA-066628 | SC-FXL-0664 | Entrance | SC12 | 1 | Auditorium
| SC-FX-0665 | ABC 18lbs | Fire Extinguisher | Dry Chemical | GB-680386 | SC-FXL-0665 | Exit | SC12 | 1 | Auditorium
| SC-FX-0666 | ABC 18lbs | Fire Extinguisher | Dry Chemical | LU-505774 | SC-FXL-0666 | Control Room | SC12 | 1 | Auditorium
| SC-FX-0679 | ABC 18lbs | Fire Extinguisher | Dry Chemical | AB-687819 | SC-FXL-0679 | Generator Room | SC12 | 1 | Outside
| SC-FX-1617 | 15lbs CO2 | Fire Extinguisher |  | NR-432267 | SC-FXL-0679 | Generator Room | SC12 | 1 | Outside
| SC-FX-0680 | ABC 18lbs | Fire Extinguisher | Dry Chemical | FJ-181622 | SC-FXL-0680 | Trash Compactor | SC12 | 1 | Outside
| SC-FX-0681 | ABC 18lbs | Fire Extinguisher | Dry Chemical | WW-346407 | SC-FXL-0681 | Under Lobby | SC12 | 1 | Outside
| SC-FX-0685 | ABC 18lbs | Fire Extinguisher | Dry Chemical | MF-651120 | SC-FXL-0459 | ML Server LAB | SC12 | 3 | Open Office
| SC-FX-0901 | ABC 20lbs | Fire Extinguisher | Dry Chemical |  | SC-FXL-2000 | security lobby storage | SC12 | 1 | LOBBY
| SC-FX-1607 | ABC 10lbs | Test-FX-Annual |  | RP-768302 | SC-FX-1606 | men 1M2 | SC12 | 1 | Hallway
| SC-FX-1608 | ABC 20lbs | Fire Extinguisher | Dry Chemical | NW-335203 | SC-FXL-0532 | Lab 105 | SC12 | 1 | Open Office
| SC-FX-1609 | ABC 20lbs | Fire Extinguisher | Dry Chemical | A-92800043 | SC-FXL-1609 | 105A A-9 | SC12 | 1 | Open Office
| SC-FX-1610 | ABC 10lbs | Fire Extinguisher | Dry Chemical | NR-432287 | SC-FXL-1610 | lab 103 | SC12 | 0 | 0
| SC-FX-1611 | ABC 20lbs | Fire Extinguisher | Dry Chemical | NR-431519 | SC-FXL-1611 | F11 | SC12 | 1 | 0
| SC-FX-1613 | ABC 20lbs | Fire Extinguisher | Dry Chemical | PC-526427 | SC-FXL-1613 | Stair #3 | SC12 | 1 | Open Office
| SC-FX-1614 | ABC 20lbs | Fire Extinguisher | Dry Chemical |  | SC-FXL-1614 | Cafe E-1 | SC12 | 1 | Open Office
| SC-FX-1615 | ABC 20lbs | Fire Extinguisher | Dry Chemical | RW-753083 | SC-FXL-1615 | Cafe A-3 | SC12 | 1 | Open Office
| SC-FX-1616 | ABC 20lbs | Fire Extinguisher | Dry Chemical | MB-940127 | SC-FXL-1617 | kitchen | SC12 | 1 | 0
| SC-FX-1618 | ABC 20lbs | Fire Extinguisher | Dry Chemical | HF-511875 | SC-FXL-1618 | Hallway | SC12 | PENTHOUSE | 0
| SC-FX-1619 | ABC 20lbs | Fire Extinguisher | Dry Chemical | PK-784495 | SC-FXL-1619 | K2 | SC12 | 5 | Open Office
| SC-FX-1620 | ABC 18lbs | Fire Extinguisher | Dry Chemical | PC-533738 | SC-FXL-1620 | Kitchen | SC12 | 1 | 0
| SC-FX-1621 | ABC 18lbs | Fire Extinguisher | Dry Chemical | MB-930245 | SC-FXL-1621 | Kitchen | SC12 | 1 | 0
| SC-FX-1622 | ABC 20lbs | Fire Extinguisher | Dry Chemical | PC-526476 | SC-FXL-1622 | M2 | SC12 | 2 | Open Office
| SC-FX-1623 | ABC 20lbs | Fire Extinguisher | Dry Chemical | HC-756077 | SC-FXL-1623 | M5 | SC12 | 2 | Open Office
| SC-FX-1624 | ABC 20lbs | Fire Extinguisher | Dry Chemical | PK-784491 | SC-FXL-1624 | Outside Lab 358 | SC12 | 3 | Hallway
| SC-FX-1625 | ABC 18lbs | Fire Extinguisher | Dry Chemical | PC-533599 | SC-FXL-1625 | SCR 3B | SC12 | 3 | Open Office
| SC-FX-1626 | ABC 20lbs | Fire Extinguisher | Dry Chemical | NR-428666 | SC-FXL-1626 | K2 | SC12 | 2 | Open Office
| SC-FX-1627 | ABC 20lbs | Fire Extinguisher | Dry Chemical | RW-758791 | SC-FXL-1627 | Lab 262 D4 | SC12 | 2 | Open Office
| SC-FX-1628 | ABC 20lbs | Fire Extinguisher | Dry Chemical | MR-798811 | SC-FXL-1628 | F8 | SC12 | 5 | Open Office
| SC-FX-2000 | ABC 20lbs | Fire Extinguisher | Dry Chemical |  | SC-FXL-0542 | Freight Hall | SC12 | 1 | Open Office
| SC-FX-2022 | ABC 10lbs | Fire Extinguisher | Dry Chemical |  | SC-FXL-2022 | D2 | SC12 | 5 | Office space
| SC-FX-2023 | ABC 10lbs | Test-FX-Annual |  | PK-785523 | SC-FXL-2023 | Dock Cage | SC12 | 1 | Staging area cage
| SC-FX-2024 | ABC 18lbs | Fire Extinguisher | Dry Chemical | RB-072532 | SC-FXL-2470 | Room 653 | SC12 | 6 | 0
| SC-FX-2459 | ABC 20lbs | Fire Extinguisher | Dry Chemical | JX-323008 | SC-FXL-0564 | Stair #4 | SC12 | 4 | Garage D
| SC-FX-2460 | ABC 20lbs | Fire Extinguisher | Dry Chemical | RW-760801 | SC-FXL-0566 | Stair #1 | SC12 | 4 | Garage D
| SC-FX-2463 | ABC 20lbs | Fire Extinguisher | Dry Chemical | MB-940532 | SC-FXL-0491 | B8 | SC12 | 2 | Open Office
| SC-FX-2479 | ABC 20lbs | Fire Extinguisher | Dry Chemical | PK-799400 | SC-FXL-2032 | F8 | SC12 | 6 | 0
| SC-FX-2501 | ABC 4lbs | Fire Extinguisher | Dry Chemical | LU-506265 | SC-FXL-2061 | Room 664 | SC12 | 6 | POLE G-3
| SC-FX-2502 | ABC 4lbs | Fire Extinguisher | Dry Chemical | PK-785543 | SC-FXL-2060 | B10 | SC12 | 6 | B10
| SC-FX-2503 | ABC 4lbs | Fire Extinguisher | Dry Chemical | NR-432271 | SC-FXL-2059 | Elec. Room 506 | SC12 | 5 | Open Office
| SC-FX-2504 | ABC 4lbs | Fire Extinguisher | Dry Chemical |  | SC-FXL-2058 | Across from South Sea Breakroom (ma | SC12 | 5 | Main Hallway
| SC-FX-1657 | ABC 20lbs | Fire Extinguisher | Dry Chemical | PK-785528 | SC-FXL-1657 | By Dock#1 | MWH | 1 | 0
| SC-FX-1658 | ABC 20lbs | Fire Extinguisher | Dry Chemical | NR-425359 | SC-FXL-1658 | Cage Area by Security | MWH | 1 | 0
| SC-FX-1659 | ABC 20lbs | Fire Extinguisher | Dry Chemical | U-599745 | SC-FXL-1659 | Sm. RM. To R of Security | MWH | 1 | 0
| SC-FX-1660 | ABC 20lbs | Fire Extinguisher | Dry Chemical | PC-526470 | SC-FXL-1660 | Fork Lift Room | MWH | 1 | 0
| SC-FX-1661 | ABC 20lbs | Fire Extinguisher | Dry Chemical | HF-520047 | SC-FXL-1661 | By Eye Wash | MWH | 1 | 0
| SC-FX-1662 | ABC 20lbs | Fire Extinguisher | Dry Chemical | MB-949155 | SC-FXL-1662 | Break Room | MWH | 1 | 0
| SC-FX-1663 | ABC 20lbs | Fire Extinguisher | Dry Chemical | HC-756086 | SC-FXL-1663 | Janitors Cage Area | MWH | 1 | 0
| SC-FX-1664 | ABC 20lbs | Fire Extinguisher | Dry Chemical | NR-432289 | SC-FXL-1664 | South Wall by Elec. Panels | MWH | 1 | 0
| SC-FX-1665 | ABC 20lbs | Fire Extinguisher | Dry Chemical | KG-969652 | SC-FXL-1665 | South Wall by Roll up Door | MWH | 1 | 0
| SC-FX-1666 | ABC 20lbs | Fire Extinguisher | Dry Chemical | NJ-633626 | SC-FXL-1669 | Back Right Rm. By Door Entrance | MWH | 1 | 0
| SC-FX-1667 | ABC 20lbs | Fire Extinguisher | Dry Chemical | KR-034854 | SC-FXL-1669 | Back Right Rm. By Door Entrance | MWH | 1 | 0
| SC-FX-1668 | ABC 20lbs | Fire Extinguisher | Dry Chemical | MB-943935 | SC-FXL-1669 | Back Right Rm. By Door Entrance | MWH | 1 | 0
| SC-FX-1669 | ABC 20lbs | Fire Extinguisher | Dry Chemical | RB-072729 | SC-FXL-1669 | Back Right Rm. By Door Entrance | MWH | 1 | 0
| SC-FX-1670 | ABC 20lbs | Fire Extinguisher | Dry Chemical | MF-649366 | SC-FXL-1670 | Back Middle Room | MWH | 1 | 0
| SC-FX-1671 | ABC 20lbs | Fire Extinguisher | Dry Chemical | MV-761190 | SC-FXL-1671 | Back Left Room. By door Entrance | MWH | 1 | 0
| SC-FX-1672 | ABC 20lbs | Fire Extinguisher | Dry Chemical | MB-940398 | SC-FXL-1672 | Back Left Room. Back Corner | MWH | 1 | 0
| SC-FX-1673 | ABC 20lbs | Fire Extinguisher | Dry Chemical | MB-142050 | SC-FXL-1674 | North Wall by Shrink Wrap Station | MWH | 1 | 0
| SC-FX-1674 | ABC 20lbs | Fire Extinguisher | Dry Chemical |  | SC-FXL-1674 | North Wall by Shrink Wrap Station | MWH | 1 | 0

## TaskOverviewReport (2)
Customer: [SC] Santa Clara
Division: [Intel] SC - Mission
Route: [FX-SC] Fire Extinguishers
Zone: [D2-FX] D2
idx | BC# | Barcode | Equip Desc/ | Category | SubCat | Serial # | Bar Code Location | Loc Desc | Building | Floor | Area
| 1 | SC-FX-1736 | 15lbs CO2 | Fire Extinguisher | Wet Chemical | GB-671442 | SC-FXL-0801 | 231 | 0 | 0 | 140
| 2 | SC-FX-1756 | ABC 10lbs | Fire Extinguishers | Dry Chemical | HF-515333 | SC-FXL-0771 | 301 | 5M2 | 1 | 211
| 3 | SC-FX-2040 | ABC 15lbs | Test-FX-Annual | Clean Agent | F-93262117 | SC-FXL-0801 | 322 | D2 | 2 | 219
| 4 | SC-FX-1706 | ABC 18lbs |  |  | KR-013113 | SC-FXL-0815 | 323 | D2P3 | 3 | 231
| 5 | SC-FX-1751 | ABC 20lbs |  |  | JA-067267 | SC-FXL-0756 | 333 | D2P4 | 4 | 301
| 6 | SC-FX-1708 | ABC 35lbs |  |  | MR-798573 | SC-FXL-0999 | 355 | D2-SC11 Link | 5 | 322
| 7 | SC-FX-1709 | ABC 4lbs |  |  | KR-013104 | SC-FXL-1010 | 103 Out C5 | Infit | 6 | 323
| 8 | SC-FX-1713 | ABC 5lbs |  |  | PC-520856 | SC-FXL-0781 | 105 Lab | MWH | 2nd Floor | 333
| 9 | SC-FX-1750 | BC 20lbs |  |  | HL-322078 | SC-FXL-0744 | 105A A-9 | RNB | B | 355
| 10 | SC-FX-0889 | Clean Guard 13lbs |  |  | FW-533776 | SC-FXL-0889 | 105A B-10 | SC11 | Outside | Lab 402C
| 11 | SC-FX-1698 | Halatron 15lbs |  |  | NW-314398 | SC-FXL-0801 | 105B | SC12 | PENTHOUSE | 107C
| 12 | SC-FX-1689 | Halon 13lbs |  |  | KR-010065 | SC-FXL-1007 | 105C | SC7 Yard | RNB | 124A
| 13 | SC-FX-1688 | Halon 14lbs |  |  | KR-013110 | SC-FXL-1006 | 105D | SC8 |  | 124B
| 14 | SC-FX-1704 | Halon 17# |  |  | NW-342934 | SC-FXL-0819 | 105E | SC9 |  | 224 OUT
| 15 | SC-FX-1705 | Halon 20lbs |  |  | PC-520845 | SC-FXL-0818 | 110 IN |  |  | 228 POLE C-6
| 16 | SC-FX-1724 | K Class 6L |  |  | HM-373158 | SC-FXL-0847 | 110 IN C7 |  |  | 325A
| 17 | SC-FX-1710 | zdABC 10lbs |  |  | KR-010060 | SC-FXL-0847 | 110 IN E3 |  |  | 325A HALLWAY
| 18 | SC-FX-1821 | zdABC 10lbsZD |  |  | NJ-592457 | SC-FXL-0820 | 110 IN E4 |  |  | Auditorium
| 19 | SC-FX-2033 |  |  |  | F-93262119 | SC-FXL-2039 | 110 IN F5 |  |  | B10
| 20 | SC-FX-0776 |  |  |  | MB-943398 | SC-FXL-0776 | 110 Out |  |  | Basement
| 21 | SC-FX-0880 |  |  |  | HF-512237 | SC-FXL-0880 | 122B |  |  | Breakroom
| 22 | SC-FX-0975 |  |  |  | MB-940514 | SC-FXL-0975 | 123 Meeting Room |  |  | By East Lobby
| 23 | SC-FX-0881 |  |  |  | JP537695 | SC-FXL-0881 | 128 Corp Demo |  |  | Cafe
| 24 | SC-FX-0764 |  |  |  | JT-915023 | SC-FXL-0764 | 138 Chiller |  |  | Chiller
| 25 | SC-FX-0986 |  |  |  | KS-00579936 | SC-FXL-0986 | 2105 Hall |  |  | Chiller Room
| 26 | SC-FX-0888 |  |  |  | SC-FX-0888 | SC-FXL-0888 | 224 OUT |  |  | Control Room
| 27 | SC-FX-0811 |  |  |  | RE-676969 | SC-FXL-2480 | 228 POLE C-6 |  |  | D2 Hallway
| 28 | SC-FX-0763 |  |  |  | MR-794746 | SC-FXL-0763 | 254A |  |  | Data Center
| 29 | SC-FX-0775 |  |  |  | HC-763301 | SC-FXL-0775 | 2M1 |  |  | DC
| 30 | SC-FX-0981 |  |  |  | KH-540762 | SC-FXL-0981 | 2M2 |  |  | Dock
| 31 | SC-FX-0773 |  |  |  | MB-949157 | SC-FXL-0773 | 2nd |  |  | E. Basement
| 32 | SC-FX-1715 |  |  |  | PC-527504 | SC-FXL-0806 | 2nd CC |  |  | East Elevator
| 34 | SC-FX-0973 |  |  |  | HC-762503 | SC-FXL-0973 | 2W2 |  |  | EBC
| 35 | SC-FX-0985 |  |  |  | RJ-833737 | SC-FXL-0985 | 325A |  |  | Electric Room
| 36 | SC-FX-0761 |  |  |  | NJ-607229 | SC-FXL-0761 | 325A HALLWAY |  |  | Electrical rm 2112
| 37 | SC-FX-1695 |  |  |  | NW-328594 | SC-FXL-2049 | 361 Hallway |  |  | ELECTRICAL ROOM 136
| 38 | SC-FX-1749 |  |  |  | PK-799230 | SC-FXL-2491 | 3M1 |  |  | ELECTRICAL ROOM 353
| 40 | SC-FX-0894 |  |  |  | HC-758876 | SC-FXL-0894 | 3M2 |  |  | Elev. Room 1-4
| 41 | SC-FX-0892 |  |  |  | MB-949143 | SC-FXL-0892 | 4 floor C garage |  |  | Elev. Room 5-8
| 42 | SC-FX-1590 |  |  |  | PK-774853 | SC-FXL-0972 | 4M2 |  |  | Entrance
| 43 | SC-FX-1722 |  |  |  | HY-189400 | SC-FXL-0801 | 4th Floor Lab 402C |  |  | EXIT
| 44 | SC-FX-0762 |  |  |  | PK-784480 | SC-FXL-0762 | 4th Floor RM 402A |  |  | Fab
| 45 | SC-FX-2480 |  |  |  | NR-431525 | SC-FXL-2480 | 5M1 |  |  | Fan
| 46 | SC-FX-0769 |  |  |  | MR-794744 | SC-FXL-0770 | 5th Floor RM 500 |  |  | Fan Deck
| 47 | SC-FX-0770 |  |  |  | RK-784489 | SC-FXL-0770 | 6A SCR Room |  |  | FD Equip. Room
| 48 | SC-FX-0882 |  |  |  | Y-553105 | SC-FXL-0882 | 6M1 |  |  | Garage A
| 49 | SC-FX-1770 |  |  |  | MV-131443 | SC-FXL-0909 | 6M2 |  |  | Garage D
| 51 | SC-FX-0760 |  |  |  | HC-756301 | SC-FXL-0760 | A/3 |  |  | Green Room
| 52 | SC-FX-0767 |  |  |  | KR-033443 | SC-FXL-0767 | A-1 |  |  | Hall
| 53 | SC-FX-0752 |  |  |  | KG-969644 | SC-FXL-0752 | A-1 1rst |  |  | Hallway
| 54 | SC-FX-2030 |  |  |  | JS-141880 | SC-FXL-2054 | A1. 4th |  |  | Hallway
| 55 | SC-FX-1642 |  |  |  | w-801138 | SC-FXL-0904 | A-2 |  |  | In room 113
| 56 | SC-FX-0825 |  |  |  | MB-94048 | SC-FXL-0806 | A-2 2nd |  |  | Infit
| 57 | SC-FX-0757 |  |  |  | MB-940080 | SC-FXL-0757 | A-3 |  |  | Inside
| 58 | SC-FX-1637 |  |  |  | NR-435542 | SC-FXL-1637 | A-3 3rd |  |  | Inside cage sc7 yard
| 59 | SC-FX-1758 |  |  |  | NW-332180 | SC-FXL-0908 | A-4 |  |  | Inside enterence
| 60 | SC-FX-0842 |  |  |  | MB-950496 | SC-FXL-0839 | A9 |  |  | IT room
| 61 | SC-FX-1685 |  |  |  | HL-357591 | SC-FXL-0996 | Across from South Sea Breakroom (ma |  |  | IT UPS
| 64 | SC-FX-1820 |  |  |  | RW-760909 | SC-FXL-0907 | Aisle B |  |  | Kitchen
| 65 | SC-FX-0926 |  |  |  | MB-940058 | SC-FXL-0926 | Aisle C |  |  | Lab 603
| 66 | SC-FX-0906 |  |  |  | JA-065411 | SC-FXL-0906 | Aisle D |  |  | Loading Dock
| 67 | SC-FX-1644 |  |  |  | W-644286 | SC-FXL-1644 | Aisle E |  |  | LOBBY
| 68 | SC-FX-1754 |  |  |  | KR-026616 | SC-FXL-0785 | Aisle F |  |  | MAIN HALL
| 69 | SC-FX-2035 |  |  |  | G-16842357 | SC-FXL-2041 | Aisle G |  |  | Main Hallway
| 70 | SC-FX-0883 |  |  |  | Y-553096 | SC-FXL-0883 | Aisle I |  |  | Museum
| 71 | SC-FX-0876 |  |  |  | MF-645404 | SC-FXL-0876 | Aisle L |  |  | Next stairwell 4
| 72 | SC-FX-0870 |  |  |  | RW-758607 | SC-FXL-0870 | audio-visual 121 |  |  | Next to copy room
| 73 | SC-FX-0871 |  |  |  | RW-76080 | SC-FXL-0871 | B Below Level |  |  | Next to room 617
| 74 | SC-FX-0887 |  |  |  | EU-509116 | SC-FXL-0887 | B10 |  |  | Next to room 623
| 75 | SC-FX-0872 |  |  |  | NU-761190 | SC-FXL-0872 | B11 |  |  | Next to SCR 2
| 76 | SC-FX-2484 |  |  |  | L-462722 | SC-FXL-2484 | B2 |  |  | North east corner
| 77 | SC-FX-0877 |  |  |  | HH-00684356 | SC-FXL-0877 | B-2 |  |  | North elevator
| 79 | SC-FX-1723 |  |  |  | JA-062142 | SC-FXL-0806 | B-3 |  |  | Office area
| 80 | SC-FX-0839 |  |  |  | WZ-561320 | SC-FXL-2484 | B3. 3rd |  |  | Office space
| 81 | SC-FX-0878 |  |  |  | JU-00964000 | SC-FXL-0878 | B4 |  |  | Open Office
| 82 | SC-FX-1707 |  |  |  | HL-357592 | SC-FXL-1000 | B-4 |  |  | OUT ELEVATOR
| 83 | SC-FX-0788 |  |  |  | MB-943738 | SC-FXL-0788 | B4. 4th |  |  | Outside
| 84 | SC-FX-1700 |  |  |  | JZ-980010 | SC-FXL-0808 | B5 |  |  | OUTSIDE 208
| 86 | SC-FX-1714 |  |  |  | PC-520844 | SC-FXL-0807 | B6 |  |  | OUTSIDE 247
| 88 | SC-FX-0977 |  |  |  | MR-431620 | SC-FXL-0977 | B8 |  |  | Outside Chiller
| 89 | SC-FX-1699 |  |  |  | KR-010063 | SC-FXL-0809 | Back Left Room. Back Corner |  |  | OUTSIDE OF 211
| 90 | SC-FX-1641 |  |  |  | V-766341 | SC-FXL-0897 | Back Left Room. By door Entrance |  |  | OUTSIDE UNDER LINK
| 91 | SC-FX-0774 |  |  |  | RW-758610 | SC-FXL-0774 | Back Middle Room |  |  | P3 Data Center
| 92 | SC-FX-1597 |  |  |  | x-923127 | SC-FXL-1596 | Back Right Rm. By Door Entrance |  |  | Parking
| 93 | SC-FX-1596 |  |  |  | w-145364 | SC-FXL-1596 | BAT RM |  |  | Parking Lot
| 96 | SC-FX-1773 |  |  |  | NW-328573 | SC-FXL-0879 | Battery RM |  |  | Parking structure
| 97 | SC-FX-0816 |  |  |  | JP-674118 | SC-FXL-0816 | BCDS Room |  |  | phase 5
| 98 | SC-FX-0817 |  |  |  | RJ-833750 | SC-FXL-0817 | Boiler Room |  |  | phase 5 entrance
| 100 | SC-FX-0822 |  |  |  | HF-503992 | SC-FXL-0823 | Break Room |  |  | Phase 5&6
| 101 | SC-FX-0779 |  |  |  | MB-943965 | SC-FXL-0779 | Breakroom |  |  | phase 6
| 102 | SC-FX-1686 |  |  |  | HM-360085 | SC-FXL-0995 | By Dock#1 |  |  | POLE C-3
| 103 | SC-FX-1683 |  |  |  | PK-775192 | SC-FXL-0998 | By Eye Wash |  |  | POLE C-6
| 104 | SC-FX-1744 |  |  |  | JE-048484 | SC-FXL-0783 | C/6 |  |  | POLE D-1
| 105 | SC-FX-1692 |  |  |  | JA-072657 | SC-FXL-1012 | C-1 1rst |  |  | POLE E-2
| 106 | SC-FX-1687 |  |  |  | MV-144029 | SC-FXL-1003 | C1. 4th |  |  | POLE E-6
| 107 | SC-FX-1753 |  |  |  | NW-314324 | SC-FXL-0787 | C-2 2nd |  |  | POLE E-7
| 108 | SC-FX-1703 |  |  |  | HY-187392 | SC-FXL-1003 | C-3 3rd |  |  | POLE F-3
| 110 | SC-FX-1691 |  |  |  | KR-010057 | SC-FXL-1011 | C3. 3rd |  |  | POLE G-1
| 111 | SC-FX-2032 |  |  |  | F-93262120 | SC-FXL-2038 | C7 |  |  | POLE G-3
| 112 | SC-FX-1752 |  |  |  | GB-681769 | SC-FXL-0789 | CAFE |  |  | POLE G-9
| 113 | SC-FX-1690 |  |  |  | MV-135992 | SC-FXL-1009 | Cafe A-3 |  |  | POLE H-3
| 114 | SC-FX-1693 |  |  |  | MR-796565 | SC-FXL-1007 | Cafe B-1 |  |  | POLE J-3
| 115 | SC-FX-0891 |  |  |  | MB-940396 | SC-FXL-0891 | Cafe Bamboo |  |  | RM 402A
| 116 | SC-FX-0884 |  |  |  | KW-082523 | SC-FXL-0884 | Cafe C-4 |  |  | RM 500
| 117 | SC-FX-0885 |  |  |  | WS-738095 | SC-FXL-0885 | Cafe E-1 |  |  | RNB Yard
| 118 | SC-FX-0893 |  |  |  | JA-053412 | SC-FXL-0893 | Cafe Entrance |  |  | Roof AH-1
| 119 | SC-FX-1591 |  |  |  | NR-431515 | SC-FXL-0982 | Cafe Exit |  |  | Room 121 auditorium
| 120 | SC-FX-1643 |  |  |  | w-801391 | SC-FXL-1643 | Cafe Tray Drop |  |  | Room 158 test floor
| 121 | SC-FX-1763 |  |  |  | RB-072816 | SC-FXL-0978 | Cage Area by Security |  |  | ROOM 703
| 122 | SC-FX-1701 |  |  |  | NW-328552 | SC-FXL-0807 | Cardio Room |  |  | RR 248
| 124 | SC-FX-1755 |  |  |  | PK-799246 | SC-FXL-0791 | Center break room |  |  | SC11 Yard
| 125 | SC-FX-1769 |  |  |  | NJ-595700 | SC-FXL-0873 | Chemical Storage |  |  | SC12
| 127 | SC-FX-1002 |  |  |  | MB-943716 | SC-FXL-1002 | Chiller |  |  | SC7 OLD SHIPPING
| 128 | SC-FX-0988 |  |  |  | HL-00140076 | SC-FXL-0831 | Chiller Room |  |  | SC7 yard RTO fans
| 130 | SC-FX-0980 |  |  |  | HC-785859 | SC-FXL-0980 | Classroom |  |  | SC8 Chiller
| 131 | SC-FX-1631 |  |  |  | V-896109 | SC-FXL-0900 | Coffee |  |  | SC9 Link
| 132 | SC-FX-0875 |  |  |  | MB-950961 | SC-FXL-0875 | Control Room |  |  | SCR2
| 133 | SC-FX-1635 |  |  |  | SB-643442 | SC-FXL-1635 | CR 222 |  |  | Shipping & Receiving
| 134 | SC-FX-2031 |  |  |  | F-93262121 | SC-FXL-2037 | CR 228 |  |  | Staging area cage
| 135 | SC-FX-2478 |  |  |  | FU-337680 | SC-FXL-0791 | CR 230 |  |  | STAIR 3
| 136 | SC-FX-1702 |  |  |  | HL-333801 | SC-FXL-1004 | CR 276 |  |  | STAIRS 3 POLE A-2
| 137 | SC-FX-0823 |  |  |  | HC-753884 | SC-FXL-0788 | CR 279 |  |  | stairwell 7
| 138 | SC-FX-0976 |  |  |  | MB-949138 | SC-FXL-0976 | CR 501 |  |  | Storm Drain
| 139 | SC-FX-0743 |  |  |  | MB-940078 | SC-FXL-0743 | CRU 11 |  |  | Subfab
| 140 | SC-FX-1592 |  |  |  | fw-536441 | SC-FXL-0983 | CRU 2 |  |  | Test floor
| 141 | SC-FX-0755 |  |  |  | HM-357677 | SC-FXL-0752 | CRU 5 |  |  | UPS
| 142 | SC-FX-1764 |  |  |  | HF-498179 | SC-FXL-0974 | CRU 7 |  |  | Vending/Hall
| 143 | SC-FX-0778 |  |  |  | NR-431509 | SC-FXL-0778 | D.5/11 |  |  | W. Basement
| 144 | SC-FX-1589 |  |  |  | PK-784468 | SC-FXL-1001 | D.5/8 |  |  | Yard
| 145 | SC-FX-2036 |  |  |  | F-93262118 | SC-FXL-2042 | D.6.17
| 146 | SC-FX-2037 |  |  |  | F-93262116 | SC-FXL-2043 | D.6/20
| 147 | SC-FX-2038 |  |  |  | F-93262104 | SC-FXL-2044 | D-1
| 148 | SC-FX-2039 |  |  |  | F-93262110 | SC-FXL-2045 | D10
| 149 | SC-FX-2040 |  |  |  | F-93262111 | SC-FXL-2046 | D11
| 150 | SC-FX-2041 |  |  |  | F-93262113 | SC-FXL-2047 | D15
| 151 | SC-FX-2042 |  |  |  | F-93262107 | SC-FXL-2050 | D2
| 152 | SC-FX-2043 |  |  |  | G-16816857 | SC-FXL-2051 | D2 Link
| 153 | SC-FX-2044 |  |  |  | F-93262098 | SC-FXL-2052 | D2P3
| 154 | SC-FX-2045 |  |  |  | F-93262105 | SC-FXL-2052 | D2P3 Data Center
| 156 | SC-FX-2046 |  |  |  | F-93262122 | SC-FXL-2055 | D2P3 shipping & Receiving
| 157 | SC-FX-2475 |  |  |  | KS-611091 | SC-FXL-0786 | D2P4
| 158 | SC-FX-2481 |  |  |  | MB-950457 | SC-FXL-2481 | D2P5-101 DC
| 159 | SC-FX-2482 |  |  |  | MF-649382 | SC-FXL-2482 | D2P5-101 DC turnstile
| 160 | SC-FX-0651 |  |  |  | MB-943993 | SC-FXL-0651 | D2P5-101 elect rm
| 161 | SC-FX-0652 |  |  |  | PK-796580 | SC-FXL-0652 | D2P5-102 DC turnstile
| 162 | SC-FX-0654 |  |  |  | HF-503901 | SC-FXL-0654 | D2P5-103 elect rm
| 162 | SC-FX-0064 |  |  |  |  | SC-FXL-0064 | D2P5P6-107 BCR/Fan Coil rm
| 163 | SC-FX-0065 |  |  |  |  | SC-FXL-0065 | D2P6-102 DC
| 164 | SC-FX-0066 |  |  |  |  | SC-FXL-0065 | D2P6-109 elect rm
| 165 | SC-FX-0067 |  |  |  |  | SC-FXL-0065 | D2-SC11 Link
| 166 | SC-FX-0068 |  |  |  |  | SC-FXL-0068 | D3
| 167 | SC-FX-0069 |  |  |  |  | SC-FXL-0069 | D-3
| 168 | SC-FX-0070 |  |  |  |  | SC-FXL-0070 | D4-12
| 169 | SC-FX-0071 |  |  |  |  | SC-FXL-0071 | D4-18
| 170 | SC-FX-0072 |  |  |  |  | SC-FXL-0072 | D4-6
| 172 | SC-FX-0073 |  |  |  |  | SC-FXL-0073 | D5-12
| 173 | SC-FX-0074 |  |  |  |  | SC-FXL-0075 | D5-16
| 174 | SC-FX-0075 |  |  |  |  | SC-FXL-0075 | D5-3
| 175 | SC-FX-0076 |  |  |  |  | SC-FXL-0075 | D6
| 176 | SC-FX-0077 |  |  |  |  | SC-FXL-0077 | D7
| 177 | SC-FX-0079 |  |  |  |  | SC-FXL-0079 | D9
| 178 | SC-FX-0080 |  |  |  |  | SC-FXL-0080 | Data Centee
| 179 | SC-FX-0081a |  |  |  |  | SC-FXL-0081 | DATA CENTER
| 180 | SC-FX-0082 |  |  |  |  | SC-FXL-0082 | DATA CENTER 106
| 181 | SC-FX-0083 |  |  |  |  | SC-FXL-0083 | Dock
| 182 | SC-FX-0084 |  |  |  |  | SC-FXL-0084 | Dock Cage
| 183 | SC-FX-0086 |  |  |  |  | SC-FXL-0086 | Drinks
| 185 | SC-FX-0088 |  |  |  |  | SC-FXL-0088 | E.2/15
| 186 | SC-FX-0089 |  |  |  | HF-511868 | SC-FXL-0089 | E-1
| 187 | SC-FX-0090 |  |  |  | SB-609182 | SC-FXL-0090 | E10
| 188 | SC-FX-0091 |  |  |  | MB-940039 | SC-FXL-0091 | E1-13
| 189 | SC-FX-0092 |  |  |  | RB-072524 | SC-FXL-0092 | E1-16
| 190 | SC-FX-0093 |  |  |  | FU-340773 | SC-FXL-0092 | E1-8
| 191 | SC-FX-0096 |  |  |  | MB-943934 | SC-FXL-0096 | E-2
| 192 | SC-FX-0097 |  |  |  | MF-645796 | SC-FXL-0097 | E2-3
| 195 | SC-FX-0098 |  |  |  | MB-940085 | SC-FXL-0094 | E-3
| 198 | SC-FX-0100 |  |  |  | MB-949166 | SC-FXL-0100 | E5
| 200 | SC-FX-0101 |  |  |  | CZ-258517 | SC-FXL-0101 | E7
| 201 | SC-FX-0102 |  |  |  | MB-940130 | SC-FXL-0104 | EBC
| 203 | SC-FX-0104 |  |  |  | MB-940381 | SC-FXL-0104 | Elec 114 Out
| 204 | SC-FX-0103 |  |  |  | V-578591 | SC-FXL-0103 | Elec. 113
| 205 | SC-FX-0105 |  |  |  | KW-079019 | SC-FXL-0105 | Elec. 114 IN
| 207 | SC-FX-0106 |  |  |  | PC-526498 | SC-FXL-0106 | Elec. 116
| 208 | SC-FX-0107 |  |  |  | JZ-981534 | SC-FXL-0107 | Elec. 1C
| 209 | SC-FX-0108 |  |  |  | L-674635 | SC-FXL-0107 | Elec. 2A
| 210 | SC-FX-0110 |  |  |  | PC-533594 | SC-FXL-0110 | Elec. 2B
| 211 | SC-FX-1650 |  |  |  | U-242209 | SC-FXL-0110 | Elec. Kitchen
| 212 | SC-FX-0111 |  |  |  | MM-774656 | SC-FXL-0111 | Elec. Rm. 606
| 213 | SC-FX-0112 |  |  |  | PK-774692 | SC-FXL-0111 | Elec. Room
| 214 | SC-FX-0113 |  |  |  | KU-886198 | SC-FXL-0113 | Elec. Room 2112
| 215 | SC-FX-0114 |  |  |  | HY-176830 | SC-FXL-0114 | Elec. Room 506
| 216 | SC-FX-0115 |  |  |  | WH-442549 | SC-FXL-0117 | Electric Room
| 217 | SC-FX-0117 |  |  |  | MB-940115 | SC-FXL-0117 | ELECTRICAL ROOM 131
| 218 | SC-FX-0116 |  |  |  | MB-943722 | SC-FXL-0116 | ELECTRICAL ROOM 136
| 219 | SC-FX-0118 |  |  |  | MB-947037 | SC-FXL-0118 | ELECTRICAL ROOM 353
| 220 | SC-FX-0119 |  |  |  | PC-526472 | SC-FXL-0119 | Elev. 4
| 221 | SC-FX-0120 |  |  |  | NR-432247 | SC-FXL-0120 | Elev. Rm.
| 222 | SC-FX-0121 |  |  |  | PC-533737 | SC-FXL-0121 | Elevator 1
| 223 | SC-FX-0122 |  |  |  | MF-656734 | SC-FXL-0122 | elevator 1A
| 224 | SC-FX-0124 |  |  |  | MV-121707 | SC-FXL-0125 | Elevator Mech Room
| 225 | SC-FX-0125 |  |  |  | NR-431502 | SC-FXL-0125 | elevator rm 133
| 226 | SC-FX-1647 |  |  |  | EX-075372 | SC-FXL-0125 | Entrance
| 227 | SC-FX-0127 |  |  |  | FU-429651 | SC-FXL-0127 | Equipment Room
| 228 | SC-FX-0128 |  |  |  | J-999933 | SC-FXL-0128 | Exit
| 229 | SC-FX-0130 |  |  |  | MB-940094 | SC-FXL-0130 | Exit At Link
| 230 | SC-FX-0131 |  |  |  | MF-642157 | SC-FXL-0131 | F10
| 231 | SC-FX-0132 |  |  |  | RB-078982 | SC-FXL-0132 | F11
| 232 | SC-FX-0133 |  |  |  | R-186832 | SC-FXL-0133 | F-12
| 233 | SC-FX-0134 |  |  |  | FU-331300 | SC-FXL-0134 | F-18
| 234 | SC-FX-0135 |  |  |  | PC-526465 | SC-FXL-0135 | F2
| 235 | SC-FX-0136 |  |  |  | JE-060360 | SC-FXL-0136 | F223
| 236 | SC-FX-0137 |  |  |  | FU-328447 | SC-FXL-0137 | F3 Hall
| 237 | SC-FX-0138 |  |  |  | MF-651105 | SC-FXL-0138 | F6
| 238 | SC-FX-0139 |  |  |  | V-578590 | SC-FXL-0139 | F8
| 239 | SC-FX-0140 |  |  |  | HC-753876 | SC-FXL-0140 | Fire Extinguisher
| 240 | SC-FX-0141 |  |  |  | RW-758597 | SC-FXL-0141 | Food Truck #1
| 241 | SC-FX-0142 |  |  |  | RW-760838 | SC-FXL-0142 | Food Truck #2
| 242 | SC-FX-0143 |  |  |  | YU-520328 | SC-FXL-0143 | Fork Lift Room
| 243 | SC-FX-0144 |  |  |  | PC-526467 | SC-FXL-0144 | FP
| 244 | SC-FX-0145 |  |  |  | NW-341314 | SC-FXL-0145 | Freight
| 245 | SC-FX-0146 |  |  |  | BV-824309 | SC-FXL-0146 | Freight Elev.
| 246 | SC-FX-0147 |  |  |  | KW-084802 | SC-FXL-0147 | Freight Elev. Hall
| 247 | SC-FX-0148 |  |  |  | MR-780694 | SC-FXL-0148 | Freight Hall
| 249 | SC-FX-0149 |  |  |  | BV-826078 | SC-FXL-0149 | G10
| 250 | SC-FX-0150 |  |  |  | NJ-592493 | SC-FXL-0150 | G11
| 251 | SC-FX-0151 |  |  |  | BV-826077 | SC-FXL-0151 | G2
| 252 | SC-FX-0152 |  |  |  | BV-832550 | SC-FXL-0152 | G5
| 253 | SC-FX-0153 |  |  |  | BV-824543 | SC-FXL-0153 | G9
| 254 | SC-FX-0154 |  |  |  | BV-826072 | SC-FXL-0154 | garage c elevator room
| 255 | SC-FX-0156 |  |  |  | NR-426233 | SC-FXL-0156 | Gas pad
| 256 | SC-FX-0157 |  |  |  | SB-609997 | SC-FXL-0157 | Generator
| 257 | SC-FX-0158 |  |  |  | RW-738467 | SC-FXL-0158 | Generator #2
| 258 | SC-FX-0159 |  |  |  | NJ-620260 | SC-FXL-0159 | Generator Room
| 259 | SC-FX-0160 |  |  |  | MV-147596 | SC-FXL-0160 | Grid #E.23
| 260 | SC-FX-0161 |  |  |  | CE-800772 | SC-FXL-0161 | Grill
| 261 | SC-FX-0162 |  |  |  | MF-640495 | SC-FXL-0162 | H11
| 262 | SC-FX-0163 |  |  |  | HF-513808 | SC-FXL-0163 | H15
| 263 | SC-FX-0164 |  |  |  | C-786422 | SC-FXL-0164 | H2
| 264 | SC-FX-0165 |  |  |  | KR-015534 | SC-FXL-0165 | H3
| 265 | SC-FX-0166 |  |  |  | GB-686919 | SC-FXL-0166 | H4
| 266 | SC-FX-0167 |  |  |  | PC-526454 | SC-FXL-0167 | H6
| 267 | SC-FX-0168 |  |  |  | MF-651106 | SC-FXL-0168 | Hall by Stair #5
| 268 | SC-FX-0169 |  |  |  | MB-940117 | SC-FXL-0169 | Hallway
| 269 | SC-FX-0170 |  |  |  | MB-940380 | SC-FXL-0170 | Health SVC
| 270 | SC-FX-0172 |  |  |  | HF-511866 | SC-FXL-0172 | I4
| 271 | SC-FX-0173 |  |  |  | MB-940509 | SC-FXL-0173 | In side Salon
| 272 | SC-FX-0174 |  |  |  | HF-520792 | SC-FXL-0174 | J10
| 273 | SC-FX-0175 |  |  |  | MF-650783 | SC-FXL-0175 | J2
| 274 | SC-FX-0176 |  |  |  | MF-651158 | SC-FXL-0176 | J6
| 275 | SC-FX-0177 |  |  |  | MV-121728 | SC-FXL-0177 | Janitor 255
| 276 | SC-FX-0178 |  |  |  | HC-785856 | SC-FXL-0178 | Janitors Cage Area
| 277 | SC-FX-0179 |  |  |  | EU-508422 | SC-FXL-0179 | K1
| 278 | SC-FX-0180 |  |  |  | HF-513787 | SC-FXL-0180 | K2
| 279 | SC-FX-0181 |  |  |  | MV-148754 | SC-FXL-0181 | K3
| 280 | SC-FX-0182 |  |  |  | NU-761166 | SC-FXL-0182 | K6
| 281 | SC-FX-0183 |  |  |  | PK-784498 | SC-FXL-0183 | Kitchen
| 282 | SC-FX-0185 |  |  |  | R-185225 | SC-FXL-0185 | Kitchen FP
| 283 | SC-FX-0186 |  |  |  | CG-317344 | SC-FXL-0186 | L10
| 284 | SC-FX-0187 |  |  |  | HC-771246 | SC-FXL-0187 | L2
| 285 | SC-FX-0188 |  |  |  | NR-431539 | SC-FXL-0188 | L9
| 286 | SC-FX-0189 |  |  |  | HC-785038 | SC-FXL-0189 | lab 103
| 287 | SC-FX-0190 |  |  |  | U-227714 | SC-FXL-0190 | Lab 105
| 288 | SC-FX-0191 |  |  |  | FJ-367100 | SC-FXL-0191 | Lab 105 C-8
| 289 | SC-FX-0192 |  |  |  | RH-526538 | SC-FXL-0192 | Lab 105 Exit
| 290 | SC-FX-0195 |  |  |  | EZ-432951 | SC-FXL-0195 | Lab 115
| 291 | SC-FX-0198 |  |  |  | RH-526540 | SC-FXL-0198 | Lab 134
| 292 | SC-FX-0200 |  |  |  | MB-940049 | SC-FXL-0200 | Lab 136
| 293 | SC-FX-0201 |  |  |  | A-8311920 | SC-FXL-0201 | Lab 140 N-2
| 294 | SC-FX-0203 |  |  |  | LW-626163 | SC-FXL-0203 | Lab 140 N-3
| 295 | SC-FX-0204 |  |  |  | MB-940374 | SC-FXL-0204 | Lab 159 D4
| 297 | SC-FX-0205 |  |  |  | NR-425366 | SC-FXL-0205 | Lab 207
| 298 | SC-FX-0207 |  |  |  | V-578604 | SC-FXL-0207 | Lab 218
| 299 | SC-FX-0208 |  |  |  | FG-890259 | SC-FXL-0207 | Lab 253
| 300 | SC-FX-0209 |  |  |  | PK-785539 | SC-FXL-0209 | Lab 254
| 301 | SC-FX-0210 |  |  |  | KN-696697 | SC-FXL-0210 | Lab 254A
| 302 | SC-FX-0211 |  |  |  | JP-673553 | SC-FXL-0211 | Lab 254C
| 303 | SC-FX-0212 |  |  |  | PK-799410 | SC-FXL-0212 | Lab 254D
| 304 | SC-FX-0213 |  |  |  | PC-526477 | SC-FXL-0213 | Lab 256
| 305 | SC-FX-0214 |  |  |  | GG-48259 | SC-FXL-0214 | Lab 257
| 306 | SC-FX-0215 |  |  |  | MV-159488 | SC-FXL-0215 | Lab 258
| 307 | SC-FX-0216 |  |  |  | MM-779652 | SC-FXL-0216 | Lab 259
| 308 | SC-FX-0217 |  |  |  | MB-943706 | SC-FXL-2498 | Lab 260
| 309 | SC-FX-0218 |  |  |  | DW-309488 | SC-FXL-0218 | Lab 261
| 310 | SC-FX-0226 |  |  |  | HM-374907 | SC-FXL-0218 | Lab 262 B2
| 311 | SC-FX-0219 |  |  |  | NR-432261 | SC-FXL-0219 | Lab 262 D2
| 312 | SC-FX-0220 |  |  |  | AA-83252 | SC-FXL-0220 | Lab 262 D4
| 313 | SC-FX-0221 |  |  |  | MV-113496 | SC-FXL-0221 | Lab 265
| 314 | SC-FX-0222 |  |  |  | RH-537418 | SC-FXL-0222 | Lab 266
| 315 | SC-FX-0223 |  |  |  | RH-526547 | SC-FXL-0223 | Lab 268
| 316 | SC-FX-0224 |  |  |  | EP-678167 | SC-FXL-0224 | LAB 269
| 317 | SC-FX-0225 |  |  |  | FW-529067 | SC-FXL-0225 | Lab 270
| 318 | SC-FX-0228 |  |  |  | AA-947267 | SC-FXL-0228 | Lab 359
| 319 | SC-FX-0229 |  |  |  | PK-784483 | SC-FXL-0229 | Lab 360
| 320 | SC-FX-0230 |  |  |  | DS-597455 | SC-FXL-0230 | Lab 361
| 321 | SC-FX-0231 |  |  |  | JT-911624 | SC-FXL-0231 | Lab 603
| 322 | SC-FX-0232 |  |  |  | CT-080776 | SC-FXL-0232 | Lobby
| 323 | SC-FX-0233 |  |  |  | RH-537789 | SC-FXL-0233 | Lounge behing EBC lobby
| 324 | SC-FX-0234 |  |  |  | GB-680321 | SC-FXL-0234 | M11
| 325 | SC-FX-0689 |  |  |  | HL-346012 | SC-FXL-0098 | M2
| 326 | SC-FX-0706 |  |  |  | HF-513262 | SC-FXL-0706 | M4
| 327 | SC-FX-2019 |  |  |  |  | SC-FXL-0706 | M5
| 328 | SC-FX-2020 |  |  |  |  | SC-FXL-0706 | M6
| 329 | SC-FX-2021 |  |  |  | KU-886191 | SC-FXL-0706 | MAIL ROOM
| 330 | SC-FX-0707 |  |  |  | FN-534262 | SC-FXL-0707 | MAIN HALL
| 331 | SC-FX-0708 |  |  |  | MR-798710 | SC-FXL-0708 | main hallway
| 332 | SC-FX-0709 |  |  |  | FG-893804 | SC-FXL-0709 | MB-940381
| 333 | SC-FX-0710 |  |  |  | NW-341313 | SC-FXL-0710 | MDA Room 2108
| 334 | SC-FX-0711 |  |  |  | MB-943389 | SC-FXL-0711 | MECH pad
| 335 | SC-FX-0712 |  |  |  | JP-686092 | SC-FXL-0712 | Mech Equipment
| 336 | SC-FX-0713 |  |  |  | MB-943321 | SC-FXL-0714 | men 1M2
| 337 | SC-FX-0714 |  |  |  | MB-940076 | SC-FXL-0714 | Middle
| 338 | SC-FX-0715 |  |  |  | GG-48675 | SC-FXL-0715 | ML Server LAB
| 339 | SC-FX-0716 |  |  |  | MF-649392 | SC-FXL-0716 | MSL Hallway
| 340 | SC-FX-0717 |  |  |  | NW-342922 | SC-FXL-0717 | MSL LAB
| 341 | SC-FX-0718 |  |  |  | HC-767121 | SC-FXL-0718 | MUA-16
| 342 | SC-FX-0719 |  |  |  | MM-774659 | SC-FXL-0719 | N3
| 343 | SC-FX-0720 |  |  |  | KR-012522 | SC-FXL-0720 | N4
| 344 | SC-FX-0721 |  |  |  | CZ-248714 | SC-FXL-0721 | N7
| 345 | SC-FX-0722 |  |  |  | HC-763105 | SC-FXL-0722 | Near Storm Drain
| 346 | SC-FX-0723 |  |  |  | MB-940090 | SC-FXL-0723 | NOC 105
| 347 | SC-FX-0724 |  |  |  | NJ-002536 | SC-FXL-0724 | North elevator
| 348 | SC-FX-0725 |  |  |  | MB-940533 | SC-FXL-0725 | North elevator hallway
| 350 | SC-FX-0727 |  |  |  | MB-949163 | SC-FXL-0727 | North Wall by Shrink Wrap Station
| 351 | SC-FX-0728 |  |  |  | FG-877472 | SC-FXL-0728 | Office back room
| 353 | SC-FX-0729 |  |  |  | HC-783496 | SC-FXL-0729 | old lobby
| 355 | SC-FX-0730 |  |  |  | RB-072794 | SC-FXL-0729 | OUT ELEVATOR
| 356 | SC-FX-0731 |  |  |  | JT-915025 | SC-FXL-0731 | Outside
| 358 | SC-FX-0732 |  |  |  | MU-103514 | SC-FXL-0732 | Outside
| 359 | SC-FX-0733 |  |  |  |  | SC-FXL-0732 | OUTSIDE 208
| 360 | TEMP_0384633 |  |  |  | HC-74881 | SC-FXL-0732 | OUTSIDE 247
| 361 | SC-FX-0734 |  |  |  |  | SC-FXL-0734 | Outside Lab 261
| 363 | TEMP_0519733 |  |  |  | PK-774840 | SC-FXL-0734 | Outside Lab 358
| 364 | SC-FX-0735 |  |  |  | JT-915024 | SC-FXL-0735 | outside of elect rm 251
| 365 | SC-FX-0795 |  |  |  | JT-054391 | SC-FXL-0795 | OUTSIDE OF 211
| 366 | SC-FX-0796 |  |  |  | NR-428696 | SC-FXL-0796 | Outside RM. 520
| 367 | SC-FX-0797 |  |  |  | EL-466256 | SC-FXL-0797 | parking structure
| 369 | SC-FX-0798 |  |  |  | PC-533676 | SC-FXL-0798 | Pent. Elec.
| 370 | SC-FX-0799 |  |  |  | U-176222 | SC-FXL-0799 | Pole C17
| 373 | SC-FX-0903 |  |  |  | JT-999106 | SC-FXL-1651 | POLE D-1
| 374 | SC-FX-1013 |  |  |  | F-87319060 | SC-FXL-2468 | POLE E-7
| 375 | SC-FX-2027 |  |  |  |  | SC-FXL-2468 | POLE G-1
| 378 | SC-FX-1299 |  |  |  | HC-785025 | SC-FXL-1299 | POLE G-9
| 380 | SC-FX-1300 |  |  |  | FU-429040 | SC-FXL-1300 | Pole H11
| 381 | SC-FX-1648 |  |  |  | FU-39620 | SC-FXL-1648 | Pole H14
| 382 | SC-FX-1649 |  |  |  | PC-526453 | SC-FXL-1649 | Pole H8
| 383 | SC-FX-1652 |  |  |  | GJ-72487 | SC-FXL-1655 | Pole N11
| 386 | SC-FX-1653 |  |  |  | MB-943495 | SC-FXL-1655 | Pole N6
| 389 | SC-FX-1655 |  |  |  | MB-943399 | SC-FXL-1652 | Pole X11
| 390 | SC-FX-1656 |  |  |  | UL-506263 | SC-FXL-1656 | Rear
| 391 | SC-FX-2003 |  |  |  | MF-650790 | SC-FXL-2003 | Rear Em. Exit
| 393 | SC-FX-2004 |  |  |  |  | SC-FXL-2004 | Reg
| 394 | SC-FX-2011 |  |  |  |  | SC-FXL-2011 | Register
| 396 | SC-FX-2014 |  |  |  |  | SC-FXL-2014 | RESTROOM
| 397 | SC-FX-2015 |  |  |  |  | SC-FXL-2015 | Restrooms
| 398 | SC-FX-2016 |  |  |  |  | SC-FXL-2016 | RM 150
| 399 | SC-FX-2017 |  |  |  | 87319055 | SC-FXL-2017 | Roof AH-1
| 401 | SC-FX-2025 |  |  |  | F-81818728 | SC-FXL-2466 | Roof Elev. Room 1 & 4
| 403 | SC-FX-2026 |  |  |  | JE-036385 | SC-FXL-2467 | Roof Elev. Room 5-8
| 404 | SC-FX-2028 |  |  |  |  | SC-FXL-2469 | Roof elevator
| 405 | SC-FX-2499 |  |  |  |  | SC-FXL-0713 | Roof Top
| 407 | SC-FX-0677 |  |  |  | NJ-615188 | SC-FXL-0677 | Room 100 F-7
| 408 | SC-FX-0678 |  |  |  | NW-341321 | SC-FXL-0677 | Room 100 F-9
| 409 | SC-FX-0745 |  |  |  | MV-142599 | SC-FXL-0677 | room 103
| 410 | SC-FX-0746 |  |  |  | RW-760829 | SC-FXL-0746 | Room 103 Office
| 411 | SC-FX-0747 |  |  |  | RW-7503086 | SC-FXL-0747 | Room 104
| 414 | SC-FX-0748 |  |  |  | HF-512242 | SC-FXL-0748 | Room 106
| 415 | SC-FX-0749 |  |  |  | HC-767615 | SC-FXL-0749 | Room 108
| 417 | SC-FX-0750 |  |  |  | GG-35647 | SC-FXL-0750 | Room 112
| 418 | SC-FX-0751 |  |  |  | RW-75379 | SC-FXL-1589 | room 113
| 419 | SC-FX-1014 |  |  |  | HY-187962 | SC-FXL-1014 | Room 117
| 422 | SC-FX-1015 |  |  |  | JA-043303 | SC-FXL-1015 | Room 119
| 424 | SC-FX-1016 |  |  |  | MB-940033 | SC-FXL-1016 | Room 119 Hall
| 425 | SC-FX-1017 |  |  |  | PC-526461 | SC-FXL-1017 | Room 122
| 426 | SC-FX-1018 |  |  |  | JM-267805 | SC-FXL-1018 | Room 124
| 427 | SC-FX-1019 |  |  |  | RB-048603 | SC-FXL-1019 | Room 128
| 428 | SC-FX-1024 |  |  |  | RB-049922 | SC-FXL-1024 | Room 135
| 431 | SC-FX-1025 |  |  |  | RW-760837 | SC-FXL-1025 | Room 135 Hall
| 432 | SC-FX-1026 |  |  |  | EZ-439957 | SC-FXL-1026 | Room 137 Lab
| 433 | SC-FX-1027 |  |  |  | PK-785549 | SC-FXL-1027 | Room 148
| 434 | SC-FX-1028 |  |  |  |  | SC-FXL-1028 | Room 148B Hallway
| 435 | SC-FX-1031 |  |  |  | MF-649378 | SC-FXL-1031 | Room 158 pole e7
| 436 | SC-FX-2496 |  |  |  |  | SC-FXL-2496 | room 159 pole f3
| 437 | SC-FX-0736 |  |  |  | C-632421 | SC-FXL-0736 | Room 160
| 438 | SC-FX-0737 |  |  |  | A-322708 | SC-FXL-0737 | Room 165A E-5
| 439 | SC-FX-0738 |  |  |  | A-07-181 | SC-FXL-0738 | Room 166
| 440 | SC-FX-0739 |  |  |  | P-146788 | SC-FXL-0739 | Room 167
| 441 | SC-FX-0740 |  |  |  | K-204691 | SC-FXL-0740 | Room 175 Hallway
| 442 | SC-FX-0741 |  |  |  | C-632408 | SC-FXL-0741 | Room 183
| 443 | SC-FX-0742 |  |  |  | u-973159 | SC-FXL-0742 | Room 206 Elec.
| 446 | SC-FX-1082 |  |  |  | V-00409729 | SC-FXL-1082 | Room 207
| 448 | SC-FX-1083 |  |  |  | c-632391 | SC-FXL-1083 | Room 209
| 449 | SC-FX-1084 |  |  |  |  | SC-FXL-1084 | Room 209A
| 450 | SC-FX-0235 |  |  |  | MB-940129 | SC-FXL-0235 | Room 2114 SAR
| 451 | SC-FX-0236 |  |  |  | MB-943483 | SC-FXL-0235 | Room 2115
| 452 | SC-FX-0237 |  |  |  | MR-798559 | SC-FXL-0237 | Room 2116
| 454 | SC-FX-0238 |  |  |  | MF-649398 | SC-FXL-0238 | Room 2118
| 455 | SC-FX-0239 |  |  |  | MB950469 | SC-FXL-0239 | Room 2121B
| 456 | SC-FX-0240 |  |  |  | FD-670565 | SC-FXL-0240 | Room 2121C
| 458 | SC-FX-0241 |  |  |  | SB-617525 | SC-FXL-0240 | Room 2121D
| 461 | SC-FX-0242 |  |  |  | PK-784488 | SC-FXL-0242 | Room 2129
| 462 | SC-FX-0277 |  |  |  | SB-617542 | SC-FXL-0242 | Room 2139A
| 463 | SC-FX-0243 |  |  |  | MB-940065 | SC-FXL-0243 | Room 2218
| 464 | SC-FX-0244 |  |  |  | EW-758684 | SC-FXL-0244 | Room 2222
| 465 | SC-FX-0245 |  |  |  | MV-142586 | SC-FXL-0245 | Room 2223
| 466 | SC-FX-0246 |  |  |  | JX-326826 | SC-FXL-0246 | Room 223
| 467 | SC-FX-0653 |  |  |  | MR-793693 | SC-FXL-0246 | Room 228
| 468 | SC-FX-0247 |  |  |  | MB-940040 | SC-FXL-0247 | Room 233
| 469 | SC-FX-0249 |  |  |  | RW-760830 | SC-FXL-0249 | Room 234
| 470 | SC-FX-0250 |  |  |  | PC-526489 | SC-FXL-0250 | Room 243 SCR 2A
| 471 | SC-FX-0251 |  |  |  | RW-758593 | SC-FXL-0251 | Room 262A
| 472 | SC-FX-0252 |  |  |  | NR-432266 | SC-FXL-0252 | Room 263
| 473 | SC-FX-0253 |  |  |  | MR-940003 | SC-FXL-0252 | Room 270
| 474 | SC-FX-0254 |  |  |  | MB-947050 | SC-FXL-0254 | Room 301
| 475 | SC-FX-0255 |  |  |  | B-116159 | SC-FXL-0255 | Room 3117
| 476 | SC-FX-0256 |  |  |  | NR-732285 | SC-FXL-0256 | Room 3118
| 477 | SC-FX-0257 |  |  |  | RW-758813 | SC-FXL-0257 | Room 317
| 478 | SC-FX-0258 |  |  |  | MF-651162 | SC-FXL-0258 | Room 3213
| 479 | SC-FX-0259 |  |  |  | PK-796569 | SC-FXL-0259 | Room 3215
| 480 | SC-FX-0260 |  |  |  | PC-533698 | SC-FXL-0260 | Room 3217
| 481 | SC-FX-0261 |  |  |  | PC-134004 | SC-FXL-0261 | Room 3218
| 482 | SC-FX-0262 |  |  |  | MG-353624 | SC-FXL-0262 | Room 323
| 483 | SC-FX-0263 |  |  |  | NR-435521 | SC-FXL-0263 | Room 328
| 484 | SC-FX-0264 |  |  |  | MF-651108 | SC-FXL-0264 | Room 353
| 485 | SC-FX-0265 |  |  |  | NR-431514 | SC-FXL-0265 | Room 354
| 486 | SC-FX-0266 |  |  |  | HC-756080 | SC-FXL-0265 | Room 372
| 488 | SC-FX-0267 |  |  |  | MB-940075 | SC-FXL-0267 | Room 401
| 489 | SC-FX-0268 |  |  |  | MF-656816 | SC-FXL-0268 | Room 423
| 492 | SC-FX-0269 |  |  |  | GG-27318 | SC-FXL-0269 | Room 428
| 494 | SC-FX-0271 |  |  |  | MB-940120 | SC-FXL-0269 | Room 517
| 495 | SC-FX-0270 |  |  |  | GG-27318 | SC-FXL-0270 | Room 529
| 496 | SC-FX-0272 |  |  |  | MV-147612 | SC-FXL-0270 | Room 635 - Hall
| 498 | SC-FX-0273 |  |  |  | JP-671398 | SC-FXL-0273 | Room 652
| 500 | SC-FX-0274 |  |  |  | RB-078972 | SC-FXL-0274 | Room 653
| 501 | SC-FX-0275 |  |  |  | FG-879837 | SC-FXL-0275 | Room 654
| 502 | SC-FX-0276 |  |  |  | JT-919084 | SC-FXL-0276 | Room 655
| 503 | SC-FX-0278 |  |  |  | NV-761196 | SC-FXL-0278 | Room 655 - Hall
| 504 | SC-FX-0279 |  |  |  | FU-439618 | SC-FXL-0279 | Room 656
| 505 | SC-FX-0280 |  |  |  | PC-526441 | SC-FXL-0280 | Room 656 - Hall
| 507 | SC-FX-0281 |  |  |  | B-61355+ | SC-FXL-0281 | Room 657
| 508 | SC-FX-0282 |  |  |  | DW-164493 | SC-FXL-0282 | Room 658
| 509 | SC-FX-0283 |  |  |  | K-366465 | SC-FXL-0283 | Room 659
| 510 | SC-FX-0284 |  |  |  | RW-758787 | SC-FXL-0284 | Room 660
| 511 | SC-FX-0285 |  |  |  | NW-341300 | SC-FXL-0285 | Room 660 - Hall
| 512 | SC-FX-0286 |  |  |  | GG-3520 | SC-FXL-0286 | Room 661A
| 513 | SC-FX-0287 |  |  |  | SB-618022 | SC-FXL-0287 | Room 661B
| 514 | SC-FX-0288 |  |  |  | RW-760842 | SC-FXL-0288 | Room 663
| 515 | SC-FX-0316 |  |  |  | NR-428830 | SC-FXL-0288 | Room 664
| 516 | SC-FX-0289 |  |  |  | PC-526484 | SC-FXL-0291 | Room 6B - SCR
| 517 | SC-FX-0291 |  |  |  | RW-758841 | SC-FXL-0291 | Room 706 - BCR
| 520 | SC-FX-0290 |  |  |  | HL-327958 | SC-FXL-0290 | RR 248
| 523 | SC-FX-0292 |  |  |  | SB-618019 | SC-FXL-0292 | sc11 room 211
| 524 | SC-FX-0293 |  |  |  | RW-758840 | SC-FXL-0293 | SC12 SC9 LINK
| 527 | SC-FX-0294 |  |  |  | RW-758836 | SC-FXL-0294 | sc7 cage
| 528 | SC-FX-0295 |  |  |  | H-460966 | SC-FXL-0295 | SC7 old S/R
| 529 | SC-FX-0297 |  |  |  | PK-799402 | SC-FXL-0296 | SC7 yard
| 530 | SC-FX-0437 |  |  |  | BK-569787 | SC-FXL-0296 | SC7 yard/ behind 8M gen.
| 531 | SC-FX-0298 |  |  |  | 589192 | SC-FXL-0298 | SC8 Exit
| 532 | SC-FX-0299 |  |  |  | LW-626153 | SC-FXL-0299 | sc9 ert trailer
| 533 | SC-FX-0300 |  |  |  | PK-774767 | SC-FXL-1064 | SC9 MECH. YARD GUARD SHACK
| 534 | SC-FX-0301 |  |  |  | mf-649362 | SC-FXL-1064 | SCR 111
| 535 | SC-FX-1064 |  |  |  | RW-758837 | SC-FXL-1064 | SCR 1A
| 536 | SC-FX-0302 |  |  |  | RW-753080 | SC-FXL-0302 | SCR 1A Room 161
| 538 | SC-FX-0303 |  |  |  | RW-758590 | SC-FXL-0303 | SCR 1B
| 539 | SC-FX-0304 |  |  |  | MB-943366 | SC-FXL-0303 | SCR 1B Room 111
| 540 | SC-FX-0305 |  |  |  | RW-753050 | SC-FXL-0306 | SCR 210
| 541 | SC-FX-0306 |  |  |  | GJ-722254 | SC-FXL-0306 | SCR 2A
| 543 | SC-FX-0307 |  |  |  | SB-617544 | SC-FXL-0307 | SCR 2B
| 544 | SC-FX-0308 |  |  |  | SB-609994 | SC-FXL-0308 | SCR 3A
| 545 | SC-FX-0309 |  |  |  | RW-760822 | SC-FXL-0309 | SCR 3B
| 546 | SC-FX-0310 |  |  |  | ED-315495 | SC-FXL-0310 | SCR 4A
| 548 | SC-FX-0311 |  |  |  | K-204694 | SC-FXL-0311 | SCR 4B
| 549 | SC-FX-0312 |  |  |  | RW-758612 | SC-FXL-0312 | SCR 5A
| 550 | SC-FX-0313 |  |  |  | SB-617520 | SC-FXL-0313 | SCR 6A
| 552 | SC-FX-0314 |  |  |  | PK-778227 | SC-FXL-0314 | SCR 9
| 553 | SC-FX-0315 |  |  |  | MF-651156 | SC-FXL-0315 | SCR. 4A
| 555 | SC-FX-0317 |  |  |  | FU-343436 | SC-FXL-0317 | SCR.5B Rm. 518
| 556 | SC-FX-0318 |  |  |  | RW-750508 | SC-FXL-0318 | SCR2
| 557 | SC-FX-0319 |  |  |  | SB-618017 | SC-FXL-0319 | security lobby storage
| 558 | SC-FX-0320 |  |  |  | MB-943485 | SC-FXL-0320 | Ship/Hall
| 559 | SC-FX-0321 |  |  |  | FU-328768 | SC-FXL-0329 | Ship/Rec
| 560 | SC-FX-0322 |  |  |  | FU-342458 | SC-FXL-0329 | Shipping/Receiving
| 561 | SC-FX-0328 |  |  |  | SF-596432 | SC-FXL-0329 | Slurry Room
| 562 | SC-FX-0329 |  |  |  | SC-FX-0323 | SC-FXL-0329 | Sm. RM. To R of Security
| 563 | SC-FX-0323 |  |  |  | MB-940101 | SC-FXL-0323 | Smoke room
| 565 | SC-FX-0324 |  |  |  | MG-352854 | SC-FXL-0324 | SMS Stores
| 567 | SC-FX-0325 |  |  |  | DD-459151 | SC-FXL-0324 | south east corner
| 568 | SC-FX-0326 |  |  |  | ED-337938 | SC-FXL-0326 | South Wall by Elec. Panels
| 569 | SC-FX-0327 |  |  |  | A-458806 | SC-FXL-0327 | South Wall by Roll up Door
| 570 | SC-FX-0330 |  |  |  | M-493813 | SC-FXL-0330 | Stair
| 571 | SC-FX-0331 |  |  |  | N-235207 | SC-FXL-0331 | Stair #1
| 572 | SC-FX-0332 |  |  |  | L-462422 | SC-FXL-0332 | Stair #1 3rd
| 573 | SC-FX-0333 |  |  |  | A-354175 | SC-FXL-0333 | Stair #1 Below
| 574 | SC-FX-0334 |  |  |  | L-462005 | SC-FXL-0334 | Stair #2
| 575 | SC-FX-0335 |  |  |  | E-913223 | SC-FXL-0335 | Stair #2 1rst
| 576 | SC-FX-0336 |  |  |  | 877044 | SC-FXL-0337 | Stair #3
| 577 | SC-FX-0337 |  |  |  | SC-FX-0338 | SC-FXL-0337 | Stair #3 2nd
| 578 | SC-FX-0338 |  |  |  | D-527333 | SC-FXL-0338 | Stair #3 3rd
| 579 | SC-FX-0339 |  |  |  | K-204704 | SC-FXL-0339 | Stair #4
| 580 | SC-FX-0340 |  |  |  | H-648109 | SC-FXL-0340 | Stair #4 1rst
| 581 | SC-FX-0341 |  |  |  | 647817 | SC-FXL-0341 | Stair #4. 3rd
| 582 | SC-FX-0342 |  |  |  | HF-520929 | SC-FXL-0342 | Stair #5
| 583 | SC-FX-0343 |  |  |  | D-811938 | SC-FXL-0343 | Stair #6
| 584 | SC-FX-0344 |  |  |  | B-480747 | SC-FXL-0344 | Stair #7
| 585 | SC-FX-0345 |  |  |  | D-811917 | SC-FXL-0345 | Stair #8
| 586 | SC-FX-0346 |  |  |  | D811169 | SC-FXL-0346 | Stair 2. 4th
| 587 | SC-FX-0347 |  |  |  | L-464380 | SC-FXL-0347 | STAIR 3
| 590 | SC-FX-0348 |  |  |  | T-139204 | SC-FXL-0348 | Stair 4
| 591 | SC-FX-0350 |  |  |  | W-15068 | SC-FXL-0350 | Stair A
| 592 | SC-FX-0351 |  |  |  | FT-197982 | SC-FXL-0350 | Test A1
| 593 | SC-FX-2492 |  |  |  | MB-940413 | SC-FXL-0350 | Test A6
| 594 | SC-FX-2493 |  |  |  | MB-940415 | SC-FXL-0350 | Test B3
| 595 | SC-FX-2494 |  |  |  | MV-151139 | SC-FXL-0350 | Test B7
| 596 | SC-FX-2495 |  |  |  | MV-151280 | SC-FXL-0350 | Test B8
| 597 | SC-FX-0621 |  |  |  | MV-151152 | SC-FXL-0621 | Test Floor C9
| 598 | SC-FX-0622 |  |  |  | HF-513797 | SC-FXL-0622 | Test Floor D8
| 600 | SC-FX-0623 |  |  |  | NR-425344 | SC-FXL-0623 | Test Floor E7
| 601 | SC-FX-0624 |  |  |  | NU-761158 | SC-FXL-0624 | The Grove
| 602 | SC-FX-0625 |  |  |  | MB-940128 | SC-FXL-0625 | Trash Compactor
| 603 | SC-FX-0626 |  |  |  | MB-947045 | SC-FXL-0626 | Under Lobby
| 604 | SC-FX-0627 |  |  |  | MV-147613 | SC-FXL-0627 | UPS
| 605 | SC-FX-0628 |  |  |  | RB-072563 | SC-FXL-0628 | Vending Room
| 606 | SC-FX-0629 |  |  |  | FG-890859 | SC-FXL-0629 | Yosemite
| 607 | SC-FX-0630 |  |  |  | LU-506260 | SC-FXL-0630
| 608 | SC-FX-0631 |  |  |  | KE-969642 | SC-FXL-0632
| 609 | SC-FX-0632 |  |  |  | HC-785021 | SC-FXL-0632
| 610 | SC-FX-0639 |  |  |  | PC-539273 | SC-FXL-0632
| 611 | SC-FX-0633 |  |  |  | HL-748816 | SC-FXL-0636
| 612 | SC-FX-0634 |  |  |  | HY-195606 | SC-FXL-0636
| 613 | SC-FX-0636 |  |  |  | HC-785863 | SC-FXL-0636
| 614 | SC-FX-0637 |  |  |  | NV-761147 | SC-FXL-0637
| 615 | SC-FX-0638 |  |  |  | MB-943708 | SC-FXL-0638
| 616 | SC-FX-0640 |  |  |  | MB-947054 | SC-FXL-0640
| 617 | SC-FX-0641 |  |  |  | FU-433719 | SC-FXL-0641
| 618 | SC-FX-0642 |  |  |  | NR-431630 | SC-FXL-0641
| 619 | SC-FX-0643 |  |  |  | MB-940031 | SC-FXl-0643
| 620 | SC-FX-0644 |  |  |  | MB-940403 | SC-FXl-0643
| 621 | SC-FX-0646 |  |  |  | MV-114890 | SC-FXl-0643
| 622 | SC-FX-0645 |  |  |  | MB-940534 | SC-FXL-0645
| 623 | SC-FX-0647 |  |  |  | RH-526542 | SC-FXL-0647
| 624 | SC-FX-0648 |  |  |  | NR-425356 | SC-FXL-0648
| 625 | SC-FX-0649 |  |  |  | MB-943715 | SC-FXL-0649
| 626 | SC-FX-0650 |  |  |  | RW-753093 | SC-FXL-0649
| 627 | SC-FX-0667 |  |  |  | FW-519075 | SC-FXL-0667
| 628 | SC-FX-0672 |  |  |  | MF-647000 | SC-FXL-0667
| 629 | SC-FX-0668 |  |  |  | TE-369680 | SC-FXL-0668
| 630 | SC-FX-0669 |  |  |  | PP-705228 | SC-FXL-0669
| 631 | SC-FX-0670 |  |  |  | RK-661192 | SC-FXL-0670
| 632 | SC-FX-0671 |  |  |  | RW-760832 | SC-FXL-0671
| 633 | SC-FX-0673 |  |  |  | PC-526493 | SC-FXL-0675
| 634 | SC-FX-0675 |  |  |  | FT-188310 | SC-FXL-0675
| 636 | SC-FX-0674 |  |  |  | SB-611966 | SC-FXL-0674
| 637 | SC-FX-0676 |  |  |  | Ed-315427 | SC-FXL-0676
| 638 | SC-FX-1030 |  |  |  | dy-731640 | SC-FXL-1030
| 639 | SC-FX-1059 |  |  |  | nw-319099 | SC-FXL-1059
| 640 | SC-FX-1678 |  |  |  | mb-940535 | SC-FXL-1678
| 641 | SC-FX-2464 |  |  |  |  | SC-FXL-2475
| 642 | SC-FX-0001 |  |  |  | L-00374517 | SC-FXL-0001
| 643 | SC-FX-0002 |  |  |  | L-00833994 | SC-FXL-0002
| 644 | SC-FX-0003 |  |  |  | 719014 | SC-FXL-0003
| 645 | SC-FX-0004 |  |  |  | A-222010 | SC-FXL-0004
| 646 | SC-FX-0005 |  |  |  | L-815396 | SC-FXL-0005
| 647 | SC-FX-0006 |  |  |  | L-815363 | SC-FXL-0006
| 648 | SC-FX-0007 |  |  |  | M-701498 | SC-FXL-0007
| 649 | SC-FX-0008 |  |  |  | D-00211848 | SC-FXL-0008
| 650 | SC-FX-0009 |  |  |  | D-093887 | SC-FXL-0010
| 651 | SC-FX-0010 |  |  |  | S-34121 | SC-FXL-0010
| 652 | SC-FX-0011 |  |  |  | U-566923 | SC-FXL-0011
| 653 | SC-FX-0012 |  |  |  | C-00939754 | SC-FXL-0012
| 654 | SC-FX-0013 |  |  |  | B-117046 | SC-FXL-0013
| 655 | SC-FX-0014 |  |  |  | C-00042602 | SC-FXL-0014
| 656 | SC-FX-0015 |  |  |  | C-00411701 | SC-FXL-0015
| 657 | SC-FX-0017 |  |  |  | E-00773692 | SC-FXL-0017
| 658 | SC-FX-0018 |  |  |  | M-698379 | SC-FXL-0018
| 659 | SC-FX-0019 |  |  |  | T-914975 | SC-FXL-0019
| 661 | SC-FX-0020 |  |  |  | RW-758616 | SC-FXL-0020
| 662 | SC-FX-0021 |  |  |  | MV-116103 | SC-FXL-0021
| 663 | SC-FX-0022 |  |  |  | FG-893361 | SC-FXL-0022
| 664 | SC-FX-0023 |  |  |  | MB-942979 | SC-FXL-0023
| 665 | SC-FX-0024 |  |  |  | DY-740059 | SC-FXL-0024
| 666 | SC-FX-0025 |  |  |  | PC-533606 | SC-FXL-0025
| 667 | SC-FX-0026 |  |  |  | PC-526464 | SC-FXL-0026
| 668 | SC-FX-0027 |  |  |  | RW-750522 | SC-FXL-0027
| 669 | SC-FX-0028 |  |  |  | NR-432465 | SC-FXL-0028
| 670 | SC-FX-0029 |  |  |  | JX-339358 | SC-FXL-0029
| 671 | SC-FX-0030 |  |  |  | GG-48261 | SC-FXL-0030
| 672 | SC-FX-0032 |  |  |  | PK-785540 | SC-FXL-0032
| 673 | SC-FX-0034 |  |  |  | PX-656323 | SC-FXL-0034
| 674 | SC-FX-0036 |  |  |  | MF-656128 | SC-FXL-0036
| 675 | SC-FX-0037 |  |  |  | MG-346874 | SC-FXL-0037
| 676 | SC-FX-0038 |  |  |  | RW-758835 | SC-FXL-0038
| 677 | SC-FX-0040 |  |  |  | FU-343452 | SC-FXL-0040
| 678 | SC-FX-0041 |  |  |  | HY-180210 | SC-FXL-0041
| 679 | SC-FX-0042 |  |  |  | NJ-633894 | SC-FXL-0042
| 680 | SC-FX-0043 |  |  |  | BE-698119 | SC-FXL-0043
| 681 | SC-FX-0044 |  |  |  | L-815389 | SC-FXL-0044
| 682 | SC-FX-0045 |  |  |  | RW-760834 | SC-FXL-0045
| 683 | SC-FX-0046 |  |  |  | BJ-783799 | SC-FXL-0046
| 685 | SC-FX-0047 |  |  |  | BJ-782601 | SC-FXL-0047
| 689 | SC-FX-0048 |  |  |  | BJ-781185 | SC-FXL-0048
| 706 | SC-FX-0049 |  |  |  | BJ-782603 | SC-FXL-0049
| 707 | SC-FX-0051 |  |  |  | BJ-785494 | SC-FXL-0051
| 708 | SC-FX-0052 |  |  |  | BJ-785495 | SC-FXL-0052
| 709 | SC-FX-0053 |  |  |  | MF-656072 | SC-FXL-0053
| 710 | SC-FX-0054 |  |  |  | BJ-781184 | SC-FXL-0054
| 711 | SC-FX-0055 |  |  |  | RW-750505 | SC-FXL-0055
| 712 | SC-FX-0056 |  |  |  | BJ-781190 | SC-FXL-0056
| 713 | SC-FX-0057 |  |  |  | KN-694110 | SC-FXL-0057
| 714 | SC-FX-0059 |  |  |  | MB-943378 | SC-FXL-0061
| 715 | SC-FX-0060 |  |  |  | MF-656837 | SC-FXL-0061
| 716 | SC-FX-0061 |  |  |  | PK-784475 | SC-FXL-0061
| 717 | SC-FX-0081 |  |  |  | MB-940144 | SC-FXL-0031
| 718 | SC-FX-0594 |  |  |  | MB-940375 | SC-FXL-0594
| 719 | SC-FX-0595 |  |  |  | MB-940113 | SC-FXL-0595
| 720 | SC-FX-0596 |  |  |  | LW-613381 | SC-FXL-0596
| 721 | SC-FX-0597 |  |  |  | MB-943384 | SC-FXL-0597
| 722 | SC-FX-2457 |  |  |  | HC-754882 | SC-FXL-0597
| 723 | SC-FX-0598 |  |  |  | GG-27321 | SC-FXL-0598
| 724 | SC-FX-0600 |  |  |  | MG-342007 | SC-FXL-0600
| 725 | SC-FX-0601 |  |  |  | NJ-595794 | SC-FXL-0601
| 727 | SC-FX-0602 |  |  |  | MB-940097 | SC-FXL-0609
| 728 | SC-FX-0609 |  |  |  | MM-774651 | SC-FXL-0609
| 729 | SC-FX-0610 |  |  |  | RW-760990 | SC-FXL-0609
| 730 | SC-FX-0603 |  |  |  | HF-513251 | SC-FXL-0603
| 731 | SC-FX-0604 |  |  |  | HC-771254 | SC-FXL-0604
| 732 | SC-FX-0605 |  |  |  | MM-7746 | SC-FXL-0605
| 733 | SC-FX-0606 |  |  |  | RB-082531 | SC-FXL-0606
| 734 | SC-FX-0607 |  |  |  | HC-763287 | SC-FXL-0607
| 735 | SC-FX-0608 |  |  |  | GG-48668 | SC-FXL-0608
| 736 | SC-FX-0614 |  |  |  | MB-949972 | SC-FXL-0608
| 737 | SC-FX-0611 |  |  |  | HC-768119 | SC-FXL-0611
| 738 | SC-FX-0612 |  |  |  | MB-157813 | SC-FXL-0612
| 739 | SC-FX-0613 |  |  |  | MB-940083 | SC-FXL-0613
| 740 | SC-FX-0615 |  |  |  | KN-683875 | SC-FXL-0615
| 741 | SC-FX-0616 |  |  |  | JT-911048 | SC-FXL-0616
| 742 | SC-FX-0617 |  |  |  | EU-512414 | SC-FXL-0617
| 743 | SC-FX-0618 |  |  |  | MB-928364 | SC-FXL-0617
| 745 | SC-FX-0619 |  |  |  | RB-072546 | SC-FXL-0619
| 746 | SC-FX-0620 |  |  |  | PK-784471 | SC-FXL-0620
| 747 | SC-FX-0682 |  |  |  | JT-910784 | SC-FXL-0682
| 748 | SC-FX-0683 |  |  |  | S-579041 | SC-FXL-0683
| 749 | SC-FX-1571 |  |  |  | JP-680041 | SC-FXL-0050
| 750 | SC-FX-1599 |  |  |  | AE-195741 | SC-FXL-1599
| 751 | SC-FX-1600 |  |  |  | NJ-623330 | SC-FXL-1600
| 752 | SC-FX-1601 |  |  |  | LU-505788 | SC-FXL-1601
| 755 | SC-FX-1602 |  |  |  | E-913227 Halon | SC-FXL-1602
| 757 | SC-FX-1603 |  |  |  | MB-949974 | SC-FXL-1603
| 760 | SC-FX-1604 |  |  |  | HF-513268 | SC-FXL-1604
| 761 | SC-FX-1630 |  |  |  | MG-339286 | SC-FXL-1630
| 762 | SC-FX-1640 |  |  |  | HF-497364 | SC-FXL-1640
| 763 | SC-FX-2458 |  |  |  | KW-082523 | SC-FXL-0062
| 767 | SC-FX-2477 |  |  |  |  | SC-FXL-1605
| 769 | SC-FX-0016 |  |  |  | MB-940020 | SC-FXL-0497
| 770 | SC-FX-0031 |  |  |  | MB-940072 | SC-FXL-0456
| 773 | SC-FX-0035 |  |  |  | RW-760831 | SC-FXL-0490
| 774 | SC-FX-0058 |  |  |  | HL-363836 | SC-FXL-0543
| 775 | SC-FX-0227 |  |  |  | JM-206236 | SC-FXL-0494
| 776 | SC-FX-0495 |  |  |  | MB-943740 | SC-FXL-0494
| 778 | SC-FX-0353 |  |  |  |  | SC-FXL-0353
| 779 | SC-FX-0355 |  |  |  | NR-435515 | SC-FXL-0355
| 788 | SC-FX-0356 |  |  |  | RW-758694 | SC-FXL-0356
| 795 | SC-FX-0358 |  |  |  | NR-432280 | SC-FXL-0358
| 796 | SC-FX-0359 |  |  |  | PC-526466 | SC-FXL-0359
| 797 | SC-FX-0360 |  |  |  | NR-431616 | SC-FXL-0360
| 798 | SC-FX-0361 |  |  |  | MB-950962 | SC-FXL-0361
| 799 | SC-FX-0363 |  |  |  | MB-943488 | SC-FXL-0363
| 811 | SC-FX-0449 |  |  |  | NU-761186 | SC-FXL-0363
| 816 | SC-FX-0501 |  |  |  | NU-761164 | SC-FXL-0363
| 817 | SC-FX-0364 |  |  |  | MB-940420 | SC-FXL-0364
| 822 | SC-FX-0365 |  |  |  | MV-147608 | SC-FXL-0365
| 823 | SC-FX-0366 |  |  |  | MR-793671 | SC-FXL-0366
| 825 | SC-FX-0367 |  |  |  | MB-943471 | SC-FXL-0367
| 839 | SC-FX-0369 |  |  |  | MB-94???0 | SC-FXL-0369
| 842 | SC-FX-0370 |  |  |  | NJ-592463 | SC-FXL-0371
| 870 | SC-FX-0450 |  |  |  | PC-526439 | SC-FXL-0371
| 871 | SC-FX-0373 |  |  |  | MF-651147 | SC-FXL-0373
| 872 | SC-FX-0374 |  |  |  | MF-649361 | SC-FXL-0374
| 875 | SC-FX-0375 |  |  |  | MB-940023 | SC-FXL-0375
| 876 | SC-FX-0378 |  |  |  | MB-944000 | SC-FXL-0378
| 877 | SC-FX-0380 |  |  |  | MB-943371 | SC-FXL-0380
| 878 | SC-FX-0381 |  |  |  | MB-940505 | SC-FXL-0381
| 880 | SC-FX-0382 |  |  |  | PK-784484 | SC-FXL-0382
| 881 | SC-FX-0383 |  |  |  | MB-943718 | SC-FXL-0383
| 882 | SC-FX-0386 |  |  |  | MB-943960 | SC-FXL-2035
| 883 | SC-FX-0389 |  |  |  | MB-949161 | SC-FXL-2026
| 884 | SC-FX-0390 |  |  |  | MB-943397 | SC-FXL-2031
| 885 | SC-FX-0391 |  |  |  | GB-677077 | SC-FXL-2030
| 887 | SC-FX-0393 |  |  |  | JP-686134 | SC-FXL-2029
| 888 | SC-FX-0394 |  |  |  | FW-535333 | SC-FXL-2024
| 889 | SC-FX-0396 |  |  |  | MB-943370 | SC-FXL-0396
| 891 | SC-FX-0397 |  |  |  | MB-943463 | SC-FXL-0397
| 892 | SC-FX-0398 |  |  |  | SB-607462 | SC-FXL-0398
| 893 | SC-FX-0399 |  |  |  | MB-940142 | SC-FXL-2025
| 894 | SC-FX-0401 |  |  |  | MB-943402 | SC-FXL-0401
| 901 | SC-FX-0403 |  |  |  | PC-533561 | SC-FXL-0403
| 903 | SC-FX-0404 |  |  |  | NU-761141 | SC-FXL-0400
| 906 | SC-FX-0405 |  |  |  | MR-796727 | SC-FXL-0405
| 926 | SC-FX-0407 |  |  |  | NU-761170 | SC-FXL-2033
| 973 | SC-FX-0408 |  |  |  | DD-431414 | SC-FXL-0408
| 975 | SC-FX-0409 |  |  |  | MB-943460 | SC-FXL-0409
| 976 | SC-FX-0410 |  |  |  | MF-651160 | SC-FXL-0410
| 977 | SC-FX-0411 |  |  |  | MB-948761 | SC-FXL-0411
| 980 | SC-FX-0414 |  |  |  | MB-940522 | SC-FXL-0414
| 981 | SC-FX-0415 |  |  |  | MB-940055 | SC-FXL-0415
| 985 | SC-FX-0417 |  |  |  | JX-319782 | SC-FXL-0417
| 986 | SC-FX-0418 |  |  |  | MV-135989 | SC-FXL-0418
| 988 | SC-FX-0419 |  |  |  | PC-526494 | SC-FXL-0376
| 1002 | SC-FX-0422 |  |  |  | LU-506265 | SC-FXL-0422
| 1013 | SC-FX-0424 |  |  |  | MB-943745 | SC-FXL-0424
| 1014 | SC-FX-0425 |  |  |  | MB-948759 | SC-FXL-0425
| 1015 | SC-FX-0426 |  |  |  | MB-94002 | SC-FXL-0384
| 1016 | SC-FX-0427 |  |  |  | MB-940507 | SC-FXL-0427
| 1017 | SC-FX-0428 |  |  |  | MB-94008 | SC-FXL-0372
| 1018 | SC-FX-0431 |  |  |  | MB-950467 | SC-FXL-0431
| 1019 | SC-FX-0432 |  |  |  | RW-758586 | SC-FXL-0432
| 1024 | SC-FX-0433 |  |  |  | MF-651146 | SC-FXL-0433
| 1025 | SC-FX-0434 |  |  |  | MV-151134 | SC-FXL-0434
| 1026 | SC-FX-0435 |  |  |  | MB-943717 | SC-FXL-0379
| 1027 | SC-FX-0436 |  |  |  | MB-940010 | SC-FXL-0439
| 1028 | SC-FX-0439 |  |  |  | NR-425360 | SC-FXL-0439
| 1030 | SC-FX-0500 |  |  |  | PC-526426 | SC-FXL-0439
| 1031 | SC-FX-0438 |  |  |  | MB-943973 | SC-FXL-0354
| 1059 | SC-FX-0440 |  |  |  | MM-779702 | SC-FXL-0442
| 1064 | SC-FX-0442 |  |  |  | PK-799415 | SC-FXL-0442
| 1082 | SC-FX-0441 |  |  |  | MR-794647 | SC-FXL-0416
| 1083 | SC-FX-0443 |  |  |  | NR-425385 | SC-FXL-0446
| 1084 | SC-FX-0456 |  |  |  | MV-151153 | SC-FXL-0446
| 1299 | SC-FX-0514 |  |  |  | LU-505771 | SC-FXL-0446
| 1300 | SC-FX-0446 |  |  |  | MB-943372 | SC-FXL-0368
| 1571 | SC-FX-0448 |  |  |  | NU-761128 | SC-FXL-0448
| 1589 | SC-FX-0534 |  |  |  | MB-950447 | SC-FXL-0448
| 1590 | SC-FX-0451 |  |  |  | MB-943702 | SC-FXL-0451
| 1591 | SC-FX-0452 |  |  |  | PC-533714 | SC-FXL-0452
| 1592 | SC-FX-0454 |  |  |  | NJ-597120 | SC-FXL-0453
| 1596 | SC-FX-0532 |  |  |  | MB-940386 | SC-FXL-0453
| 1597 | SC-FX-0455 |  |  |  | MM-779700 | SC-FXL-0455
| 1599 | SC-FX-0469 |  |  |  | MB-940141 | SC-FXL-0455
| 1600 | SC-FX-0458 |  |  |  | PC-526497 | SC-FXL-0458
| 1601 | SC-FX-0461 |  |  |  | JJ-05474 | SC-FXL-0461
| 1602 | SC-FX-0462 |  |  |  | KC-413950 | SC-FXL-0462
| 1603 | SC-FX-0463 |  |  |  | MF-651088 | SC-FXL-0463
| 1604 | SC-FX-0464 |  |  |  | NR-435547 | SC-FXL-0464
| 1607 | SC-FX-0465 |  |  |  | MB-940362 | SC-FXL-0465
| 1608 | SC-FX-0466 |  |  |  | LU-505790 | SC-FXL-0466
| 1609 | SC-FX-0467 |  |  |  | MB-950455 | SC-FXL-0467
| 1610 | SC-FX-0468 |  |  |  | MB-943972 | SC-FXL-0468
| 1611 | SC-FX-0470 |  |  |  | KN-690168 | SC-FXL-0470
| 1613 | SC-FX-0471 |  |  |  | MB-940051 | SC-FXL-0471
| 1614 | SC-FX-0472 |  |  |  | MB-940088 | SC-FXL-0475
| 1615 | SC-FX-0475 |  |  |  | MB-943393 | SC-FXL-0475
| 1616 | SC-FX-0473 |  |  |  | MB-940125 | SC-FXL-0473
| 1617 | SC-FX-0474 |  |  |  | EU-516084 | SC-FXL-0472
| 1618 | SC-FX-0476 |  |  |  | MB-943989 | SC-FXL-0476
| 1619 | SC-FX-0477 |  |  |  | MB-940014 | SC-FXL-0477
| 1620 | SC-FX-0478 |  |  |  | MB-947041 | SC-FXL-0478
| 1621 | SC-FX-0479 |  |  |  | MF-651155 | SC-FXL-0479
| 1622 | SC-FX-0480 |  |  |  | MB-940504 | SC-FXL-0480
| 1623 | SC-FX-0481 |  |  |  | FW-522617 | SC-FXL-0481
| 1624 | SC-FX-0482 |  |  |  | MB-940068 | SC-FXL-0482
| 1625 | SC-FX-0483 |  |  |  | RB-065160 | SC-FXL-0483
| 1626 | SC-FX-0484 |  |  |  | NR-428828 | SC-FXL-0484
| 1627 | SC-FX-0485 |  |  |  | MB-940138 | SC-FXL-0420
| 1628 | SC-FX-0486 |  |  |  | NR-428834 | SC-FXL-0486
| 1630 | SC-FX-0488 |  |  |  | MB-940140 | SC-FXL-2028
| 1631 | SC-FX-0489 |  |  |  | KR-012520 | SC-FXL-0489
| 1635 | SC-FX-0492 |  |  |  | MB-943411 | SC-FXL-0492
| 1637 | SC-FX-0494 |  |  |  | JZ-980005 | SC-FXL-0492
| 1640 | SC-FX-0496 |  |  |  | NJ-595725 | SC-FXL-0496
| 1641 | SC-FX-0498 |  |  |  | HC-771258 | SC-FXL-0485
| 1642 | SC-FX-0502 |  |  |  | MF-649360 | SC-FXL-0502
| 1643 | SC-FX-0503 |  |  |  | HF-515355 | SC-FXL-0503
| 1644 | SC-FX-0504 |  |  |  | RH-530832 | SC-FXL-0504
| 1647 | SC-FX-0505 |  |  |  | FD-670614 | SC-FXL-0504
| 1648 | SC-FX-0507 |  |  |  | NR-432248 | SC-FXL-0507
| 1649 | SC-FX-0508 |  |  |  | PK-796592 | SC-FXL-0508
| 1650 | SC-FX-0509 |  |  |  | NR-431518 | SC-FXL-0508
| 1652 | SC-FX-0510 |  |  |  | NR-435567 | SC-FXL-0510
| 1653 | SC-FX-0511 |  |  |  | MB-943977 | SC-FXL-0511
| 1655 | SC-FX-0512 |  |  |  | MB-943999 | SC-FXL-0511
| 1656 | SC-FX-0513 |  |  |  | FR-924592 | SC-FXL-0511
| 1657 | SC-FX-0515 |  |  |  | KN-688935 | SC-FXL-0515
| 1658 | SC-FX-0516 |  |  |  | MB-943946 | SC-FXL-0516
| 1659 | SC-FX-0517 |  |  |  | NU-761165 | SC-FXL-0517
| 1660 | SC-FX-0520 |  |  |  | MM-779687 | SC-FXL-0488
| 1661 | SC-FX-0523 |  |  |  | FJ-364157 | SC-FXL-0522
| 1662 | SC-FX-2462 |  |  |  | MF-649371 | SC-FXL-0522
| 1663 | SC-FX-0524 |  |  |  | JA-071342 | SC-FXL-0524
| 1664 | SC-FX-0527 |  |  |  | MB-949165 | SC-FXL-0527
| 1665 | SC-FX-0528 |  |  |  | MB-943779 | SC-FXL-0528
| 1666 | SC-FX-0529 |  |  |  | NR-425372 | SC-FXL-0529
| 1667 | SC-FX-0530 |  |  |  | PK-785530 | SC-FXL-0428
| 1668 | SC-FX-0531 |  |  |  | JT-919107 | SC-FXL-0531
| 1669 | SC-FX-0533 |  |  |  | KC-412889 | SC-FXL-0533
| 1670 | SC-FX-0535 |  |  |  | MB-934108 | SC-FXL-0535
| 1671 | SC-FX-0536 |  |  |  | MB-949154 | SC-FXL-0556
| 1672 | SC-FX-0556 |  |  |  | JP-687711 | SC-FXL-0556
| 1673 | SC-FX-0538 |  |  |  | YD-94099 | SC-FXL-0538
| 1674 | SC-FX-0539 |  |  |  | MB-943368 | SC-FXL-0539
| 1678 | SC-FX-0540 |  |  |  | MB-940148 | SC-FXL-0540
| 1683 | SC-FX-0541 |  |  |  | NJ-633901 | SC-FXL-0541
| 1685 | SC-FX-0543 |  |  |  | MB-943499 | SC-FXL-0406
| 1686 | SC-FX-0544 |  |  |  | MB-943963 | SC-FXL-0544
| 1687 | SC-FX-0545 |  |  |  | MF-649380 | SC-FXL-0545
| 1688 | SC-FX-0546 |  |  |  | MB-940047 | SC-FXL-0546
| 1689 | SC-FX-0548 |  |  |  | MF-651154 | SC-FXL-0548
| 1690 | SC-FX-0549 |  |  |  | PC-526440 | SC-FXL-0549
| 1691 | SC-FX-0550 |  |  |  | MB-940531 | SC-FXL-0550
| 1692 | SC-FX-0552 |  |  |  | PK-796571 | SC-FXL-0552
| 1693 | SC-FX-0553 |  |  |  | MB-943703 | SC-FXL-0487
| 1695 | SC-FX-0555 |  |  |  | MB-940026 | SC-FXL-0555
| 1698 | SC-FX-0557 |  |  |  | NW-341294 | SC-FXL-0557
| 1699 | SC-FX-0558 |  |  |  | MG-339466 | SC-FXL-0558
| 1700 | SC-FX-0559 |  |  |  | WL-694246 | SC-FXL-0559
| 1701 | SC-FX-0560 |  |  |  |  | SC-FXL-0560
| 1702 | SC-FX-0561 |  |  |  | SL-267295 | SC-FXL-0561
| 1703 | SC-FX-0562 |  |  |  | NR-431521 | SC-FXL-0563
| 1704 | SC-FX-0563 |  |  |  | KS-609607 | SC-FXL-0563
| 1705 | SC-FX-0565 |  |  |  | MR-794617 | SC-FXL-0565
| 1706 | SC-FX-0567 |  |  |  | MB-940391 | SC-FXL-0567
| 1707 | SC-FX-0568 |  |  |  | PK-774801 | SC-FXL-0568
| 1708 | SC-FX-0569 |  |  |  | MB-949168 | SC-FXL-0569
| 1709 | SC-FX-0570 |  |  |  | NJ-620116 | SC-FXL-0570
| 1710 | SC-FX-0571 |  |  |  | PK-778232 | SC-FXL-0571
| 1713 | SC-FX-0572 |  |  |  | FM-667924 | SC-FXL-0572
| 1714 | SC-FX-0573 |  |  |  | NR-425373 | SC-FXL-0573
| 1715 | SC-FX-0574 |  |  |  | MV-113691 | SC-FXL-0574
| 1722 | SC-FX-0575 |  |  |  | EU-512614 | SC-FXL-0575
| 1723 | SC-FX-0576 |  |  |  | RH-526510 | SC-FXL-0576
| 1724 | SC-FX-0577 |  |  |  | RW-758812 | SC-FXL-0577
| 1736 | SC-FX-0578 |  |  |  | KR-012515 | SC-FXL-0578
| 1744 | SC-FX-0579 |  |  |  | PK-774821 | SC-FXL-0579
| 1749 | SC-FX-0580 |  |  |  | NW-312437 | SC-FXL-0580
| 1750 | SC-FX-0581 |  |  |  | PK-778210 | SC-FXL-0581
| 1751 | SC-FX-0582 |  |  |  | DW-319027 | SC-FXL-0582
| 1752 | SC-FX-0583 |  |  |  | SB-609812 | SC-FXL-0583
| 1753 | SC-FX-0584 |  |  |  | MB-940153 | SC-FXL-0584
| 1754 | SC-FX-0585 |  |  |  | PK-774857 | SC-FXL-0585
| 1755 | SC-FX-0586 |  |  |  | SB-609255 | SC-FXL-0586
| 1756 | SC-FX-0587 |  |  |  | HF-513281 | SC-FXL-0587
| 1758 | SC-FX-0590 |  |  |  | MB-940011 | SC-FXL-0590
| 1763 | SC-FX-0591 |  |  |  | 943476 | SC-FXL-0591
| 1764 | SC-FX-0592 |  |  |  | RW-761869 | SC-FXL-0592
| 1769 | SC-FX-0593 |  |  |  | MB-940091 | SC-FXL-0593
| 1770 | SC-FX-0655 |  |  |  | NJ-613973 | SC-FXL-0655
| 1773 | SC-FX-0656 |  |  |  | AA-832416 | SC-FXL-2027
| 1820 | SC-FX-0657 |  |  |  |  | SC-FXL-0657
| 1821 | SC-FX-0658 |  |  |  | AA-825595 | SC-FXL-0423
| 2000 | SC-FX-0659 |  |  |  | NU-761160 | SC-FXL-0659
| 2003 | SC-FX-0661 |  |  |  | MB-940046 | SC-FXL-0404
| 2004 | SC-FX-0662 |  |  |  | nu-761171 | SC-FXL-0662
| 2011 | SC-FX-0663 |  |  |  | GG-35829 | SC-FXL-0435
| 2014 | SC-FX-0664 |  |  |  | JA-066628 | SC-FXL-0664
| 2015 | SC-FX-0665 |  |  |  | GB-680386 | SC-FXL-0665
| 2016 | SC-FX-0666 |  |  |  | LU-505774 | SC-FXL-0666
| 2017 | SC-FX-0679 |  |  |  | AB-687819 | SC-FXL-0679
| 2019 | SC-FX-1617 |  |  |  | NR-432267 | SC-FXL-0679
| 2020 | SC-FX-0680 |  |  |  | FJ-181622 | SC-FXL-0680
| 2021 | SC-FX-0681 |  |  |  | WW-346407 | SC-FXL-0681
| 2022 | SC-FX-0685 |  |  |  | MF-651120 | SC-FXL-0459
| 2023 | SC-FX-0901 |  |  |  |  | SC-FXL-2000
| 2024 | SC-FX-1607 |  |  |  | RP-768302 | SC-FX-1606
| 2025 | SC-FX-1608 |  |  |  | NW-335203 | SC-FXL-0532
| 2026 | SC-FX-1609 |  |  |  | A-92800043 | SC-FXL-1609
| 2027 | SC-FX-1610 |  |  |  | NR-432287 | SC-FXL-1610
| 2028 | SC-FX-1611 |  |  |  | NR-431519 | SC-FXL-1611
| 2030 | SC-FX-1613 |  |  |  | PC-526427 | SC-FXL-1613
| 2031 | SC-FX-1614 |  |  |  |  | SC-FXL-1614
| 2032 | SC-FX-1615 |  |  |  | RW-753083 | SC-FXL-1615
| 2033 | SC-FX-1616 |  |  |  | MB-940127 | SC-FXL-1617
| 2035 | SC-FX-1618 |  |  |  | HF-511875 | SC-FXL-1618
| 2036 | SC-FX-1619 |  |  |  | PK-784495 | SC-FXL-1619
| 2037 | SC-FX-1620 |  |  |  | PC-533738 | SC-FXL-1620
| 2038 | SC-FX-1621 |  |  |  | MB-930245 | SC-FXL-1621
| 2039 | SC-FX-1622 |  |  |  | PC-526476 | SC-FXL-1622
| 2040 | SC-FX-1623 |  |  |  | HC-756077 | SC-FXL-1623
| 2040 | SC-FX-1624 |  |  |  | PK-784491 | SC-FXL-1624
| 2041 | SC-FX-1625 |  |  |  | PC-533599 | SC-FXL-1625
| 2042 | SC-FX-1626 |  |  |  | NR-428666 | SC-FXL-1626
| 2043 | SC-FX-1627 |  |  |  | RW-758791 | SC-FXL-1627
| 2044 | SC-FX-1628 |  |  |  | MR-798811 | SC-FXL-1628
| 2045 | SC-FX-2000 |  |  |  |  | SC-FXL-0542
| 2046 | SC-FX-2022 |  |  |  |  | SC-FXL-2022
| 2457 | SC-FX-2023 |  |  |  | PK-785523 | SC-FXL-2023
| 2458 | SC-FX-2024 |  |  |  | RB-072532 | SC-FXL-2470
| 2459 | SC-FX-2459 |  |  |  | JX-323008 | SC-FXL-0564
| 2460 | SC-FX-2460 |  |  |  | RW-760801 | SC-FXL-0566
| 2462 | SC-FX-2463 |  |  |  | MB-940532 | SC-FXL-0491
| 2463 | SC-FX-2479 |  |  |  | PK-799400 | SC-FXL-2032
| 2464 | SC-FX-2501 |  |  |  | LU-506265 | SC-FXL-2061
| 2475 | SC-FX-2502 |  |  |  | PK-785543 | SC-FXL-2060
| 2477 | SC-FX-2503 |  |  |  | NR-432271 | SC-FXL-2059
| 2478 | SC-FX-2504 |  |  |  |  | SC-FXL-2058
| 2479 | SC-FX-1657 |  |  |  | PK-785528 | SC-FXL-1657
| 2480 | SC-FX-1658 |  |  |  | NR-425359 | SC-FXL-1658
| 2481 | SC-FX-1659 |  |  |  | U-599745 | SC-FXL-1659
| 2482 | SC-FX-1660 |  |  |  | PC-526470 | SC-FXL-1660
| 2484 | SC-FX-1661 |  |  |  | HF-520047 | SC-FXL-1661
| 2492 | SC-FX-1662 |  |  |  | MB-949155 | SC-FXL-1662
| 2493 | SC-FX-1663 |  |  |  | HC-756086 | SC-FXL-1663
| 2494 | SC-FX-1664 |  |  |  | NR-432289 | SC-FXL-1664
| 2495 | SC-FX-1665 |  |  |  | KG-969652 | SC-FXL-1665
| 2496 | SC-FX-1666 |  |  |  | NJ-633626 | SC-FXL-1669
| 2499 | SC-FX-1667 |  |  |  | KR-034854 | SC-FXL-1669
| 2501 | SC-FX-1668 |  |  |  | MB-943935 | SC-FXL-1669
| 2502 | SC-FX-1669 |  |  |  | RB-072729 | SC-FXL-1669
| 2503 | SC-FX-1670 |  |  |  | MF-649366 | SC-FXL-1670
| 2504 | SC-FX-1671 |  |  |  | MV-761190 | SC-FXL-1671
| 384633 | SC-FX-1672 |  |  |  | MB-940398 | SC-FXL-1672
| 519733 | SC-FX-1673 |  |  |  | MB-142050 | SC-FXL-1674
| 0081a | SC-FX-1674 |  |  |  |  | SC-FXL-1674